## No Project Name - Inputs
MCHEDesigner: | 2026-09-04 13:44:08
Version: | 1.2.5.6
Project Description:
Micro Channel Heat Exchanger
Solver Type | MicroChannel
Tube Thermal Conductivity | 237 | W/m K
Fin Thermal Conductivity | 237 | W/m K
Tube Surface Roughness | 0 | m
Microchannel Parameters
Number of Banks (In direction of Air Flow) | 2
Number of Tubes per Bank | 55
Number of Segments | 20
Tube Length | 375 | mm
Tube Height | 1.3 | mm
Tube Width | 16 | mm
Tube Vertical Spacing | 7.8 | mm
Bank Horizontal Spacing | 0 | m
Ports Per Tube | 16
Port Type | Rectangular
Port Width | 0.63 | mm
Port Height | 0.74 | mm
Fin Parameters
Fin Type | Louver Fin
Fins Per Inch | 23
Fin Spacing | 1.0243 | mm
Fin Thickness | 0.08 | mm
Louver Pitch | 1.1 | mm
Louver Length | 5.6 | mm
Louver Angle | 45 | degree
Louver Square-V Flat Width | 5e-05 | m
Louver Square-V Inside Radius | 1e-05 | m
Louver Square-V Half-Angle | 15 | degree
Louver Count | 8
Heat Transfer Correlations
Air Side HTC
Correlation Type | Builtin
Correlation | LouverFin:KimBullurd(Wet)
Correction Factor | 0.7
Refrigerant Liquid Phase
Correlation Type | Builtin
Correlation | Gnielinski
Correction Factor | 1
Refrigerant Two Phase
Correlation Type | Builtin
Correlation | Eva:Jung-Radermacher
Correction Factor | 1
Refrigerant Vapor Phase
Correlation Type | Builtin
Correlation | Gnielinski
Correction Factor | 1
Pressure Drop Correlations
Air Side Pressure Drop
Correlation Type | Builtin
Correlation | LouverFin:SanHua(Wet)
Correction Factor | 1
Refrigerant Liquid Phase
Correlation Type | Builtin
Correlation | Churchill
Correction Factor | 1
Refrigerant Two Phase
Correlation Type | Builtin
Correlation | Eva:Jung-Radermacher
Correction Factor | 1
Refrigerant Vapor Phase
Correlation Type | Builtin
Correlation | Churchill
Correction Factor | 1
Material Properties
Material Properties
Tube Density | 2700 | kg/m3
Tube Material Price | 0 | RMB/kg
TubesAreRifled | 0
Tube Surface Roughness | 0 | m
Tube Thermal Conductivity | 237 | W/mK
Fin Material Density | 2700 | kg/m3
Fin Material Price | 0 | RMB/kg
Fin Thermal Conductivity | 237 | W/mK
Fouling Resistance | 0 | m2K/W
Refrigerant Price | 0
Cost Library Path
Header Info
Header Number | Type | Input Parameter | State Parameter | Mass Flow Rate [kg/s] | UpStream Tubes | Downstream Tubes | Header Inner Diameter [m] | Connecting Tube ID [m] | Connecting Tube Length [m]
1 | Inlet | PressureEnthalpy |  | 0.0095746 |  | 1-55 | 0 | 0 | 0
2 | Intermediate |  |  | 0.0095746 | 1-55 | 56-110 | 0 | 0 | 0
3 | Outlet |  |  | 0.0095746 | 56-110 |  | 0 | 0 | 0
Air Inlet Conditions
Air Inlet Temperature [℃]
| Segment-1 | Segment-2 | Segment-3 | Segment-4 | Segment-5 | Segment-6 | Segment-7 | Segment-8 | Segment-9 | Segment-10 | Segment-11 | Segment-12 | Segment-13 | Segment-14 | Segment-15 | Segment-16 | Segment-17 | Segment-18 | Segment-19 | Segment-20
Tube-1 | 20 | 20 | 20 | 20 | 20 | 20 | 20 | 20 | 20 | 20 | 20 | 20 | 20 | 20 | 20 | 20 | 20 | 20 | 20 | 20
Tube-2 | 20 | 20 | 20 | 20 | 20 | 20 | 20 | 20 | 20 | 20 | 20 | 20 | 20 | 20 | 20 | 20 | 20 | 20 | 20 | 20
Tube-3 | 20 | 20 | 20 | 20 | 20 | 20 | 20 | 20 | 20 | 20 | 20 | 20 | 20 | 20 | 20 | 20 | 20 | 20 | 20 | 20
Tube-4 | 20 | 20 | 20 | 20 | 20 | 20 | 20 | 20 | 20 | 20 | 20 | 20 | 20 | 20 | 20 | 20 | 20 | 20 | 20 | 20
Tube-5 | 20 | 20 | 20 | 20 | 20 | 20 | 20 | 20 | 20 | 20 | 20 | 20 | 20 | 20 | 20 | 20 | 20 | 20 | 20 | 20
Tube-6 | 20 | 20 | 20 | 20 | 20 | 20 | 20 | 20 | 20 | 20 | 20 | 20 | 20 | 20 | 20 | 20 | 20 | 20 | 20 | 20
Tube-7 | 20 | 20 | 20 | 20 | 20 | 20 | 20 | 20 | 20 | 20 | 20 | 20 | 20 | 20 | 20 | 20 | 20 | 20 | 20 | 20
Tube-8 | 20 | 20 | 20 | 20 | 20 | 20 | 20 | 20 | 20 | 20 | 20 | 20 | 20 | 20 | 20 | 20 | 20 | 20 | 20 | 20
Tube-9 | 20 | 20 | 20 | 20 | 20 | 20 | 20 | 20 | 20 | 20 | 20 | 20 | 20 | 20 | 20 | 20 | 20 | 20 | 20 | 20
Tube-10 | 20 | 20 | 20 | 20 | 20 | 20 | 20 | 20 | 20 | 20 | 20 | 20 | 20 | 20 | 20 | 20 | 20 | 20 | 20 | 20
Tube-11 | 20 | 20 | 20 | 20 | 20 | 20 | 20 | 20 | 20 | 20 | 20 | 20 | 20 | 20 | 20 | 20 | 20 | 20 | 20 | 20
Tube-12 | 20 | 20 | 20 | 20 | 20 | 20 | 20 | 20 | 20 | 20 | 20 | 20 | 20 | 20 | 20 | 20 | 20 | 20 | 20 | 20
Tube-13 | 20 | 20 | 20 | 20 | 20 | 20 | 20 | 20 | 20 | 20 | 20 | 20 | 20 | 20 | 20 | 20 | 20 | 20 | 20 | 20
Tube-14 | 20 | 20 | 20 | 20 | 20 | 20 | 20 | 20 | 20 | 20 | 20 | 20 | 20 | 20 | 20 | 20 | 20 | 20 | 20 | 20
Tube-15 | 20 | 20 | 20 | 20 | 20 | 20 | 20 | 20 | 20 | 20 | 20 | 20 | 20 | 20 | 20 | 20 | 20 | 20 | 20 | 20
Tube-16 | 20 | 20 | 20 | 20 | 20 | 20 | 20 | 20 | 20 | 20 | 20 | 20 | 20 | 20 | 20 | 20 | 20 | 20 | 20 | 20
Tube-17 | 20 | 20 | 20 | 20 | 20 | 20 | 20 | 20 | 20 | 20 | 20 | 20 | 20 | 20 | 20 | 20 | 20 | 20 | 20 | 20
Tube-18 | 20 | 20 | 20 | 20 | 20 | 20 | 20 | 20 | 20 | 20 | 20 | 20 | 20 | 20 | 20 | 20 | 20 | 20 | 20 | 20
Tube-19 | 20 | 20 | 20 | 20 | 20 | 20 | 20 | 20 | 20 | 20 | 20 | 20 | 20 | 20 | 20 | 20 | 20 | 20 | 20 | 20
Tube-20 | 20 | 20 | 20 | 20 | 20 | 20 | 20 | 20 | 20 | 20 | 20 | 20 | 20 | 20 | 20 | 20 | 20 | 20 | 20 | 20
Tube-21 | 20 | 20 | 20 | 20 | 20 | 20 | 20 | 20 | 20 | 20 | 20 | 20 | 20 | 20 | 20 | 20 | 20 | 20 | 20 | 20
Tube-22 | 20 | 20 | 20 | 20 | 20 | 20 | 20 | 20 | 20 | 20 | 20 | 20 | 20 | 20 | 20 | 20 | 20 | 20 | 20 | 20
Tube-23 | 20 | 20 | 20 | 20 | 20 | 20 | 20 | 20 | 20 | 20 | 20 | 20 | 20 | 20 | 20 | 20 | 20 | 20 | 20 | 20
Tube-24 | 20 | 20 | 20 | 20 | 20 | 20 | 20 | 20 | 20 | 20 | 20 | 20 | 20 | 20 | 20 | 20 | 20 | 20 | 20 | 20
Tube-25 | 20 | 20 | 20 | 20 | 20 | 20 | 20 | 20 | 20 | 20 | 20 | 20 | 20 | 20 | 20 | 20 | 20 | 20 | 20 | 20
Tube-26 | 20 | 20 | 20 | 20 | 20 | 20 | 20 | 20 | 20 | 20 | 20 | 20 | 20 | 20 | 20 | 20 | 20 | 20 | 20 | 20
Tube-27 | 20 | 20 | 20 | 20 | 20 | 20 | 20 | 20 | 20 | 20 | 20 | 20 | 20 | 20 | 20 | 20 | 20 | 20 | 20 | 20
Tube-28 | 20 | 20 | 20 | 20 | 20 | 20 | 20 | 20 | 20 | 20 | 20 | 20 | 20 | 20 | 20 | 20 | 20 | 20 | 20 | 20
Tube-29 | 20 | 20 | 20 | 20 | 20 | 20 | 20 | 20 | 20 | 20 | 20 | 20 | 20 | 20 | 20 | 20 | 20 | 20 | 20 | 20
Tube-30 | 20 | 20 | 20 | 20 | 20 | 20 | 20 | 20 | 20 | 20 | 20 | 20 | 20 | 20 | 20 | 20 | 20 | 20 | 20 | 20
Tube-31 | 20 | 20 | 20 | 20 | 20 | 20 | 20 | 20 | 20 | 20 | 20 | 20 | 20 | 20 | 20 | 20 | 20 | 20 | 20 | 20
Tube-32 | 20 | 20 | 20 | 20 | 20 | 20 | 20 | 20 | 20 | 20 | 20 | 20 | 20 | 20 | 20 | 20 | 20 | 20 | 20 | 20
Tube-33 | 20 | 20 | 20 | 20 | 20 | 20 | 20 | 20 | 20 | 20 | 20 | 20 | 20 | 20 | 20 | 20 | 20 | 20 | 20 | 20
Tube-34 | 20 | 20 | 20 | 20 | 20 | 20 | 20 | 20 | 20 | 20 | 20 | 20 | 20 | 20 | 20 | 20 | 20 | 20 | 20 | 20
Tube-35 | 20 | 20 | 20 | 20 | 20 | 20 | 20 | 20 | 20 | 20 | 20 | 20 | 20 | 20 | 20 | 20 | 20 | 20 | 20 | 20
Tube-36 | 20 | 20 | 20 | 20 | 20 | 20 | 20 | 20 | 20 | 20 | 20 | 20 | 20 | 20 | 20 | 20 | 20 | 20 | 20 | 20
Tube-37 | 20 | 20 | 20 | 20 | 20 | 20 | 20 | 20 | 20 | 20 | 20 | 20 | 20 | 20 | 20 | 20 | 20 | 20 | 20 | 20
Tube-38 | 20 | 20 | 20 | 20 | 20 | 20 | 20 | 20 | 20 | 20 | 20 | 20 | 20 | 20 | 20 | 20 | 20 | 20 | 20 | 20
Tube-39 | 20 | 20 | 20 | 20 | 20 | 20 | 20 | 20 | 20 | 20 | 20 | 20 | 20 | 20 | 20 | 20 | 20 | 20 | 20 | 20
Tube-40 | 20 | 20 | 20 | 20 | 20 | 20 | 20 | 20 | 20 | 20 | 20 | 20 | 20 | 20 | 20 | 20 | 20 | 20 | 20 | 20
Tube-41 | 20 | 20 | 20 | 20 | 20 | 20 | 20 | 20 | 20 | 20 | 20 | 20 | 20 | 20 | 20 | 20 | 20 | 20 | 20 | 20
Tube-42 | 20 | 20 | 20 | 20 | 20 | 20 | 20 | 20 | 20 | 20 | 20 | 20 | 20 | 20 | 20 | 20 | 20 | 20 | 20 | 20
Tube-43 | 20 | 20 | 20 | 20 | 20 | 20 | 20 | 20 | 20 | 20 | 20 | 20 | 20 | 20 | 20 | 20 | 20 | 20 | 20 | 20
Tube-44 | 20 | 20 | 20 | 20 | 20 | 20 | 20 | 20 | 20 | 20 | 20 | 20 | 20 | 20 | 20 | 20 | 20 | 20 | 20 | 20
Tube-45 | 20 | 20 | 20 | 20 | 20 | 20 | 20 | 20 | 20 | 20 | 20 | 20 | 20 | 20 | 20 | 20 | 20 | 20 | 20 | 20
Tube-46 | 20 | 20 | 20 | 20 | 20 | 20 | 20 | 20 | 20 | 20 | 20 | 20 | 20 | 20 | 20 | 20 | 20 | 20 | 20 | 20
Tube-47 | 20 | 20 | 20 | 20 | 20 | 20 | 20 | 20 | 20 | 20 | 20 | 20 | 20 | 20 | 20 | 20 | 20 | 20 | 20 | 20
Tube-48 | 20 | 20 | 20 | 20 | 20 | 20 | 20 | 20 | 20 | 20 | 20 | 20 | 20 | 20 | 20 | 20 | 20 | 20 | 20 | 20
Tube-49 | 20 | 20 | 20 | 20 | 20 | 20 | 20 | 20 | 20 | 20 | 20 | 20 | 20 | 20 | 20 | 20 | 20 | 20 | 20 | 20
Tube-50 | 20 | 20 | 20 | 20 | 20 | 20 | 20 | 20 | 20 | 20 | 20 | 20 | 20 | 20 | 20 | 20 | 20 | 20 | 20 | 20
Tube-51 | 20 | 20 | 20 | 20 | 20 | 20 | 20 | 20 | 20 | 20 | 20 | 20 | 20 | 20 | 20 | 20 | 20 | 20 | 20 | 20
Tube-52 | 20 | 20 | 20 | 20 | 20 | 20 | 20 | 20 | 20 | 20 | 20 | 20 | 20 | 20 | 20 | 20 | 20 | 20 | 20 | 20
Tube-53 | 20 | 20 | 20 | 20 | 20 | 20 | 20 | 20 | 20 | 20 | 20 | 20 | 20 | 20 | 20 | 20 | 20 | 20 | 20 | 20
Tube-54 | 20 | 20 | 20 | 20 | 20 | 20 | 20 | 20 | 20 | 20 | 20 | 20 | 20 | 20 | 20 | 20 | 20 | 20 | 20 | 20
Tube-55 | 20 | 20 | 20 | 20 | 20 | 20 | 20 | 20 | 20 | 20 | 20 | 20 | 20 | 20 | 20 | 20 | 20 | 20 | 20 | 20
Air Inlet Velocity [m/s]
| Segment-1 | Segment-2 | Segment-3 | Segment-4 | Segment-5 | Segment-6 | Segment-7 | Segment-8 | Segment-9 | Segment-10 | Segment-11 | Segment-12 | Segment-13 | Segment-14 | Segment-15 | Segment-16 | Segment-17 | Segment-18 | Segment-19 | Segment-20
Tube-1 | 0.59531 | 0.59531 | 0.59531 | 0.59531 | 0.59531 | 0.59531 | 0.59531 | 0.59531 | 0.59531 | 0.59531 | 0.59531 | 0.59531 | 0.59531 | 0.59531 | 0.59531 | 0.59531 | 0.59531 | 0.59531 | 0.59531 | 0.59531
Tube-2 | 0.59531 | 0.59531 | 0.59531 | 0.59531 | 0.59531 | 0.59531 | 0.59531 | 0.59531 | 0.59531 | 0.59531 | 0.59531 | 0.59531 | 0.59531 | 0.59531 | 0.59531 | 0.59531 | 0.59531 | 0.59531 | 0.59531 | 0.59531
Tube-3 | 0.59531 | 0.59531 | 0.59531 | 0.59531 | 0.59531 | 0.59531 | 0.59531 | 0.59531 | 0.59531 | 0.59531 | 0.59531 | 0.59531 | 0.59531 | 0.59531 | 0.59531 | 0.59531 | 0.59531 | 0.59531 | 0.59531 | 0.59531
Tube-4 | 0.59531 | 0.59531 | 0.59531 | 0.59531 | 0.59531 | 0.59531 | 0.59531 | 0.59531 | 0.59531 | 0.59531 | 0.59531 | 0.59531 | 0.59531 | 0.59531 | 0.59531 | 0.59531 | 0.59531 | 0.59531 | 0.59531 | 0.59531
Tube-5 | 0.59531 | 0.59531 | 0.59531 | 0.59531 | 0.59531 | 0.59531 | 0.59531 | 0.59531 | 0.59531 | 0.59531 | 0.59531 | 0.59531 | 0.59531 | 0.59531 | 0.59531 | 0.59531 | 0.59531 | 0.59531 | 0.59531 | 0.59531
Tube-6 | 0.59531 | 0.59531 | 0.59531 | 0.59531 | 0.59531 | 0.59531 | 0.59531 | 0.59531 | 0.59531 | 0.59531 | 0.59531 | 0.59531 | 0.59531 | 0.59531 | 0.59531 | 0.59531 | 0.59531 | 0.59531 | 0.59531 | 0.59531
Tube-7 | 0.59531 | 0.59531 | 0.59531 | 0.59531 | 0.59531 | 0.59531 | 0.59531 | 0.59531 | 0.59531 | 0.59531 | 0.59531 | 0.59531 | 0.59531 | 0.59531 | 0.59531 | 0.59531 | 0.59531 | 0.59531 | 0.59531 | 0.59531
Tube-8 | 0.59531 | 0.59531 | 0.59531 | 0.59531 | 0.59531 | 0.59531 | 0.59531 | 0.59531 | 0.59531 | 0.59531 | 0.59531 | 0.59531 | 0.59531 | 0.59531 | 0.59531 | 0.59531 | 0.59531 | 0.59531 | 0.59531 | 0.59531
Tube-9 | 0.59531 | 0.59531 | 0.59531 | 0.59531 | 0.59531 | 0.59531 | 0.59531 | 0.59531 | 0.59531 | 0.59531 | 0.59531 | 0.59531 | 0.59531 | 0.59531 | 0.59531 | 0.59531 | 0.59531 | 0.59531 | 0.59531 | 0.59531
Tube-10 | 0.59531 | 0.59531 | 0.59531 | 0.59531 | 0.59531 | 0.59531 | 0.59531 | 0.59531 | 0.59531 | 0.59531 | 0.59531 | 0.59531 | 0.59531 | 0.59531 | 0.59531 | 0.59531 | 0.59531 | 0.59531 | 0.59531 | 0.59531
Tube-11 | 0.59531 | 0.59531 | 0.59531 | 0.59531 | 0.59531 | 0.59531 | 0.59531 | 0.59531 | 0.59531 | 0.59531 | 0.59531 | 0.59531 | 0.59531 | 0.59531 | 0.59531 | 0.59531 | 0.59531 | 0.59531 | 0.59531 | 0.59531
Tube-12 | 0.59531 | 0.59531 | 0.59531 | 0.59531 | 0.59531 | 0.59531 | 0.59531 | 0.59531 | 0.59531 | 0.59531 | 0.59531 | 0.59531 | 0.59531 | 0.59531 | 0.59531 | 0.59531 | 0.59531 | 0.59531 | 0.59531 | 0.59531
Tube-13 | 0.59531 | 0.59531 | 0.59531 | 0.59531 | 0.59531 | 0.59531 | 0.59531 | 0.59531 | 0.59531 | 0.59531 | 0.59531 | 0.59531 | 0.59531 | 0.59531 | 0.59531 | 0.59531 | 0.59531 | 0.59531 | 0.59531 | 0.59531
Tube-14 | 0.59531 | 0.59531 | 0.59531 | 0.59531 | 0.59531 | 0.59531 | 0.59531 | 0.59531 | 0.59531 | 0.59531 | 0.59531 | 0.59531 | 0.59531 | 0.59531 | 0.59531 | 0.59531 | 0.59531 | 0.59531 | 0.59531 | 0.59531
Tube-15 | 0.59531 | 0.59531 | 0.59531 | 0.59531 | 0.59531 | 0.59531 | 0.59531 | 0.59531 | 0.59531 | 0.59531 | 0.59531 | 0.59531 | 0.59531 | 0.59531 | 0.59531 | 0.59531 | 0.59531 | 0.59531 | 0.59531 | 0.59531
Tube-16 | 0.59531 | 0.59531 | 0.59531 | 0.59531 | 0.59531 | 0.59531 | 0.59531 | 0.59531 | 0.59531 | 0.59531 | 0.59531 | 0.59531 | 0.59531 | 0.59531 | 0.59531 | 0.59531 | 0.59531 | 0.59531 | 0.59531 | 0.59531
Tube-17 | 0.59531 | 0.59531 | 0.59531 | 0.59531 | 0.59531 | 0.59531 | 0.59531 | 0.59531 | 0.59531 | 0.59531 | 0.59531 | 0.59531 | 0.59531 | 0.59531 | 0.59531 | 0.59531 | 0.59531 | 0.59531 | 0.59531 | 0.59531
Tube-18 | 0.59531 | 0.59531 | 0.59531 | 0.59531 | 0.59531 | 0.59531 | 0.59531 | 0.59531 | 0.59531 | 0.59531 | 0.59531 | 0.59531 | 0.59531 | 0.59531 | 0.59531 | 0.59531 | 0.59531 | 0.59531 | 0.59531 | 0.59531
Tube-19 | 0.59531 | 0.59531 | 0.59531 | 0.59531 | 0.59531 | 0.59531 | 0.59531 | 0.59531 | 0.59531 | 0.59531 | 0.59531 | 0.59531 | 0.59531 | 0.59531 | 0.59531 | 0.59531 | 0.59531 | 0.59531 | 0.59531 | 0.59531
Tube-20 | 0.59531 | 0.59531 | 0.59531 | 0.59531 | 0.59531 | 0.59531 | 0.59531 | 0.59531 | 0.59531 | 0.59531 | 0.59531 | 0.59531 | 0.59531 | 0.59531 | 0.59531 | 0.59531 | 0.59531 | 0.59531 | 0.59531 | 0.59531
Tube-21 | 0.59531 | 0.59531 | 0.59531 | 0.59531 | 0.59531 | 0.59531 | 0.59531 | 0.59531 | 0.59531 | 0.59531 | 0.59531 | 0.59531 | 0.59531 | 0.59531 | 0.59531 | 0.59531 | 0.59531 | 0.59531 | 0.59531 | 0.59531
Tube-22 | 0.59531 | 0.59531 | 0.59531 | 0.59531 | 0.59531 | 0.59531 | 0.59531 | 0.59531 | 0.59531 | 0.59531 | 0.59531 | 0.59531 | 0.59531 | 0.59531 | 0.59531 | 0.59531 | 0.59531 | 0.59531 | 0.59531 | 0.59531
Tube-23 | 0.59531 | 0.59531 | 0.59531 | 0.59531 | 0.59531 | 0.59531 | 0.59531 | 0.59531 | 0.59531 | 0.59531 | 0.59531 | 0.59531 | 0.59531 | 0.59531 | 0.59531 | 0.59531 | 0.59531 | 0.59531 | 0.59531 | 0.59531
Tube-24 | 0.59531 | 0.59531 | 0.59531 | 0.59531 | 0.59531 | 0.59531 | 0.59531 | 0.59531 | 0.59531 | 0.59531 | 0.59531 | 0.59531 | 0.59531 | 0.59531 | 0.59531 | 0.59531 | 0.59531 | 0.59531 | 0.59531 | 0.59531
Tube-25 | 0.59531 | 0.59531 | 0.59531 | 0.59531 | 0.59531 | 0.59531 | 0.59531 | 0.59531 | 0.59531 | 0.59531 | 0.59531 | 0.59531 | 0.59531 | 0.59531 | 0.59531 | 0.59531 | 0.59531 | 0.59531 | 0.59531 | 0.59531
Tube-26 | 0.59531 | 0.59531 | 0.59531 | 0.59531 | 0.59531 | 0.59531 | 0.59531 | 0.59531 | 0.59531 | 0.59531 | 0.59531 | 0.59531 | 0.59531 | 0.59531 | 0.59531 | 0.59531 | 0.59531 | 0.59531 | 0.59531 | 0.59531
Tube-27 | 0.59531 | 0.59531 | 0.59531 | 0.59531 | 0.59531 | 0.59531 | 0.59531 | 0.59531 | 0.59531 | 0.59531 | 0.59531 | 0.59531 | 0.59531 | 0.59531 | 0.59531 | 0.59531 | 0.59531 | 0.59531 | 0.59531 | 0.59531
Tube-28 | 0.59531 | 0.59531 | 0.59531 | 0.59531 | 0.59531 | 0.59531 | 0.59531 | 0.59531 | 0.59531 | 0.59531 | 0.59531 | 0.59531 | 0.59531 | 0.59531 | 0.59531 | 0.59531 | 0.59531 | 0.59531 | 0.59531 | 0.59531
Tube-29 | 0.59531 | 0.59531 | 0.59531 | 0.59531 | 0.59531 | 0.59531 | 0.59531 | 0.59531 | 0.59531 | 0.59531 | 0.59531 | 0.59531 | 0.59531 | 0.59531 | 0.59531 | 0.59531 | 0.59531 | 0.59531 | 0.59531 | 0.59531
Tube-30 | 0.59531 | 0.59531 | 0.59531 | 0.59531 | 0.59531 | 0.59531 | 0.59531 | 0.59531 | 0.59531 | 0.59531 | 0.59531 | 0.59531 | 0.59531 | 0.59531 | 0.59531 | 0.59531 | 0.59531 | 0.59531 | 0.59531 | 0.59531
Tube-31 | 0.59531 | 0.59531 | 0.59531 | 0.59531 | 0.59531 | 0.59531 | 0.59531 | 0.59531 | 0.59531 | 0.59531 | 0.59531 | 0.59531 | 0.59531 | 0.59531 | 0.59531 | 0.59531 | 0.59531 | 0.59531 | 0.59531 | 0.59531
Tube-32 | 0.59531 | 0.59531 | 0.59531 | 0.59531 | 0.59531 | 0.59531 | 0.59531 | 0.59531 | 0.59531 | 0.59531 | 0.59531 | 0.59531 | 0.59531 | 0.59531 | 0.59531 | 0.59531 | 0.59531 | 0.59531 | 0.59531 | 0.59531
Tube-33 | 0.59531 | 0.59531 | 0.59531 | 0.59531 | 0.59531 | 0.59531 | 0.59531 | 0.59531 | 0.59531 | 0.59531 | 0.59531 | 0.59531 | 0.59531 | 0.59531 | 0.59531 | 0.59531 | 0.59531 | 0.59531 | 0.59531 | 0.59531
Tube-34 | 0.59531 | 0.59531 | 0.59531 | 0.59531 | 0.59531 | 0.59531 | 0.59531 | 0.59531 | 0.59531 | 0.59531 | 0.59531 | 0.59531 | 0.59531 | 0.59531 | 0.59531 | 0.59531 | 0.59531 | 0.59531 | 0.59531 | 0.59531
Tube-35 | 0.59531 | 0.59531 | 0.59531 | 0.59531 | 0.59531 | 0.59531 | 0.59531 | 0.59531 | 0.59531 | 0.59531 | 0.59531 | 0.59531 | 0.59531 | 0.59531 | 0.59531 | 0.59531 | 0.59531 | 0.59531 | 0.59531 | 0.59531
Tube-36 | 0.59531 | 0.59531 | 0.59531 | 0.59531 | 0.59531 | 0.59531 | 0.59531 | 0.59531 | 0.59531 | 0.59531 | 0.59531 | 0.59531 | 0.59531 | 0.59531 | 0.59531 | 0.59531 | 0.59531 | 0.59531 | 0.59531 | 0.59531
Tube-37 | 0.59531 | 0.59531 | 0.59531 | 0.59531 | 0.59531 | 0.59531 | 0.59531 | 0.59531 | 0.59531 | 0.59531 | 0.59531 | 0.59531 | 0.59531 | 0.59531 | 0.59531 | 0.59531 | 0.59531 | 0.59531 | 0.59531 | 0.59531
Tube-38 | 0.59531 | 0.59531 | 0.59531 | 0.59531 | 0.59531 | 0.59531 | 0.59531 | 0.59531 | 0.59531 | 0.59531 | 0.59531 | 0.59531 | 0.59531 | 0.59531 | 0.59531 | 0.59531 | 0.59531 | 0.59531 | 0.59531 | 0.59531
Tube-39 | 0.59531 | 0.59531 | 0.59531 | 0.59531 | 0.59531 | 0.59531 | 0.59531 | 0.59531 | 0.59531 | 0.59531 | 0.59531 | 0.59531 | 0.59531 | 0.59531 | 0.59531 | 0.59531 | 0.59531 | 0.59531 | 0.59531 | 0.59531
Tube-40 | 0.59531 | 0.59531 | 0.59531 | 0.59531 | 0.59531 | 0.59531 | 0.59531 | 0.59531 | 0.59531 | 0.59531 | 0.59531 | 0.59531 | 0.59531 | 0.59531 | 0.59531 | 0.59531 | 0.59531 | 0.59531 | 0.59531 | 0.59531
Tube-41 | 0.59531 | 0.59531 | 0.59531 | 0.59531 | 0.59531 | 0.59531 | 0.59531 | 0.59531 | 0.59531 | 0.59531 | 0.59531 | 0.59531 | 0.59531 | 0.59531 | 0.59531 | 0.59531 | 0.59531 | 0.59531 | 0.59531 | 0.59531
Tube-42 | 0.59531 | 0.59531 | 0.59531 | 0.59531 | 0.59531 | 0.59531 | 0.59531 | 0.59531 | 0.59531 | 0.59531 | 0.59531 | 0.59531 | 0.59531 | 0.59531 | 0.59531 | 0.59531 | 0.59531 | 0.59531 | 0.59531 | 0.59531
Tube-43 | 0.59531 | 0.59531 | 0.59531 | 0.59531 | 0.59531 | 0.59531 | 0.59531 | 0.59531 | 0.59531 | 0.59531 | 0.59531 | 0.59531 | 0.59531 | 0.59531 | 0.59531 | 0.59531 | 0.59531 | 0.59531 | 0.59531 | 0.59531
Tube-44 | 0.59531 | 0.59531 | 0.59531 | 0.59531 | 0.59531 | 0.59531 | 0.59531 | 0.59531 | 0.59531 | 0.59531 | 0.59531 | 0.59531 | 0.59531 | 0.59531 | 0.59531 | 0.59531 | 0.59531 | 0.59531 | 0.59531 | 0.59531
Tube-45 | 0.59531 | 0.59531 | 0.59531 | 0.59531 | 0.59531 | 0.59531 | 0.59531 | 0.59531 | 0.59531 | 0.59531 | 0.59531 | 0.59531 | 0.59531 | 0.59531 | 0.59531 | 0.59531 | 0.59531 | 0.59531 | 0.59531 | 0.59531
Tube-46 | 0.59531 | 0.59531 | 0.59531 | 0.59531 | 0.59531 | 0.59531 | 0.59531 | 0.59531 | 0.59531 | 0.59531 | 0.59531 | 0.59531 | 0.59531 | 0.59531 | 0.59531 | 0.59531 | 0.59531 | 0.59531 | 0.59531 | 0.59531
Tube-47 | 0.59531 | 0.59531 | 0.59531 | 0.59531 | 0.59531 | 0.59531 | 0.59531 | 0.59531 | 0.59531 | 0.59531 | 0.59531 | 0.59531 | 0.59531 | 0.59531 | 0.59531 | 0.59531 | 0.59531 | 0.59531 | 0.59531 | 0.59531
Tube-48 | 0.59531 | 0.59531 | 0.59531 | 0.59531 | 0.59531 | 0.59531 | 0.59531 | 0.59531 | 0.59531 | 0.59531 | 0.59531 | 0.59531 | 0.59531 | 0.59531 | 0.59531 | 0.59531 | 0.59531 | 0.59531 | 0.59531 | 0.59531
Tube-49 | 0.59531 | 0.59531 | 0.59531 | 0.59531 | 0.59531 | 0.59531 | 0.59531 | 0.59531 | 0.59531 | 0.59531 | 0.59531 | 0.59531 | 0.59531 | 0.59531 | 0.59531 | 0.59531 | 0.59531 | 0.59531 | 0.59531 | 0.59531
Tube-50 | 0.59531 | 0.59531 | 0.59531 | 0.59531 | 0.59531 | 0.59531 | 0.59531 | 0.59531 | 0.59531 | 0.59531 | 0.59531 | 0.59531 | 0.59531 | 0.59531 | 0.59531 | 0.59531 | 0.59531 | 0.59531 | 0.59531 | 0.59531
Tube-51 | 0.59531 | 0.59531 | 0.59531 | 0.59531 | 0.59531 | 0.59531 | 0.59531 | 0.59531 | 0.59531 | 0.59531 | 0.59531 | 0.59531 | 0.59531 | 0.59531 | 0.59531 | 0.59531 | 0.59531 | 0.59531 | 0.59531 | 0.59531
Tube-52 | 0.59531 | 0.59531 | 0.59531 | 0.59531 | 0.59531 | 0.59531 | 0.59531 | 0.59531 | 0.59531 | 0.59531 | 0.59531 | 0.59531 | 0.59531 | 0.59531 | 0.59531 | 0.59531 | 0.59531 | 0.59531 | 0.59531 | 0.59531
Tube-53 | 0.59531 | 0.59531 | 0.59531 | 0.59531 | 0.59531 | 0.59531 | 0.59531 | 0.59531 | 0.59531 | 0.59531 | 0.59531 | 0.59531 | 0.59531 | 0.59531 | 0.59531 | 0.59531 | 0.59531 | 0.59531 | 0.59531 | 0.59531
Tube-54 | 0.59531 | 0.59531 | 0.59531 | 0.59531 | 0.59531 | 0.59531 | 0.59531 | 0.59531 | 0.59531 | 0.59531 | 0.59531 | 0.59531 | 0.59531 | 0.59531 | 0.59531 | 0.59531 | 0.59531 | 0.59531 | 0.59531 | 0.59531
Tube-55 | 0.59531 | 0.59531 | 0.59531 | 0.59531 | 0.59531 | 0.59531 | 0.59531 | 0.59531 | 0.59531 | 0.59531 | 0.59531 | 0.59531 | 0.59531 | 0.59531 | 0.59531 | 0.59531 | 0.59531 | 0.59531 | 0.59531 | 0.59531
Air Inlet RH[%]
| Segment-1 | Segment-2 | Segment-3 | Segment-4 | Segment-5 | Segment-6 | Segment-7 | Segment-8 | Segment-9 | Segment-10 | Segment-11 | Segment-12 | Segment-13 | Segment-14 | Segment-15 | Segment-16 | Segment-17 | Segment-18 | Segment-19 | Segment-20
Tube-1 | 40 | 40 | 40 | 40 | 40 | 40 | 40 | 40 | 40 | 40 | 40 | 40 | 40 | 40 | 40 | 40 | 40 | 40 | 40 | 40
Tube-2 | 40 | 40 | 40 | 40 | 40 | 40 | 40 | 40 | 40 | 40 | 40 | 40 | 40 | 40 | 40 | 40 | 40 | 40 | 40 | 40
Tube-3 | 40 | 40 | 40 | 40 | 40 | 40 | 40 | 40 | 40 | 40 | 40 | 40 | 40 | 40 | 40 | 40 | 40 | 40 | 40 | 40
Tube-4 | 40 | 40 | 40 | 40 | 40 | 40 | 40 | 40 | 40 | 40 | 40 | 40 | 40 | 40 | 40 | 40 | 40 | 40 | 40 | 40
Tube-5 | 40 | 40 | 40 | 40 | 40 | 40 | 40 | 40 | 40 | 40 | 40 | 40 | 40 | 40 | 40 | 40 | 40 | 40 | 40 | 40
Tube-6 | 40 | 40 | 40 | 40 | 40 | 40 | 40 | 40 | 40 | 40 | 40 | 40 | 40 | 40 | 40 | 40 | 40 | 40 | 40 | 40
Tube-7 | 40 | 40 | 40 | 40 | 40 | 40 | 40 | 40 | 40 | 40 | 40 | 40 | 40 | 40 | 40 | 40 | 40 | 40 | 40 | 40
Tube-8 | 40 | 40 | 40 | 40 | 40 | 40 | 40 | 40 | 40 | 40 | 40 | 40 | 40 | 40 | 40 | 40 | 40 | 40 | 40 | 40
Tube-9 | 40 | 40 | 40 | 40 | 40 | 40 | 40 | 40 | 40 | 40 | 40 | 40 | 40 | 40 | 40 | 40 | 40 | 40 | 40 | 40
Tube-10 | 40 | 40 | 40 | 40 | 40 | 40 | 40 | 40 | 40 | 40 | 40 | 40 | 40 | 40 | 40 | 40 | 40 | 40 | 40 | 40
Tube-11 | 40 | 40 | 40 | 40 | 40 | 40 | 40 | 40 | 40 | 40 | 40 | 40 | 40 | 40 | 40 | 40 | 40 | 40 | 40 | 40
Tube-12 | 40 | 40 | 40 | 40 | 40 | 40 | 40 | 40 | 40 | 40 | 40 | 40 | 40 | 40 | 40 | 40 | 40 | 40 | 40 | 40
Tube-13 | 40 | 40 | 40 | 40 | 40 | 40 | 40 | 40 | 40 | 40 | 40 | 40 | 40 | 40 | 40 | 40 | 40 | 40 | 40 | 40
Tube-14 | 40 | 40 | 40 | 40 | 40 | 40 | 40 | 40 | 40 | 40 | 40 | 40 | 40 | 40 | 40 | 40 | 40 | 40 | 40 | 40
Tube-15 | 40 | 40 | 40 | 40 | 40 | 40 | 40 | 40 | 40 | 40 | 40 | 40 | 40 | 40 | 40 | 40 | 40 | 40 | 40 | 40
Tube-16 | 40 | 40 | 40 | 40 | 40 | 40 | 40 | 40 | 40 | 40 | 40 | 40 | 40 | 40 | 40 | 40 | 40 | 40 | 40 | 40
Tube-17 | 40 | 40 | 40 | 40 | 40 | 40 | 40 | 40 | 40 | 40 | 40 | 40 | 40 | 40 | 40 | 40 | 40 | 40 | 40 | 40
Tube-18 | 40 | 40 | 40 | 40 | 40 | 40 | 40 | 40 | 40 | 40 | 40 | 40 | 40 | 40 | 40 | 40 | 40 | 40 | 40 | 40
Tube-19 | 40 | 40 | 40 | 40 | 40 | 40 | 40 | 40 | 40 | 40 | 40 | 40 | 40 | 40 | 40 | 40 | 40 | 40 | 40 | 40
Tube-20 | 40 | 40 | 40 | 40 | 40 | 40 | 40 | 40 | 40 | 40 | 40 | 40 | 40 | 40 | 40 | 40 | 40 | 40 | 40 | 40
Tube-21 | 40 | 40 | 40 | 40 | 40 | 40 | 40 | 40 | 40 | 40 | 40 | 40 | 40 | 40 | 40 | 40 | 40 | 40 | 40 | 40
Tube-22 | 40 | 40 | 40 | 40 | 40 | 40 | 40 | 40 | 40 | 40 | 40 | 40 | 40 | 40 | 40 | 40 | 40 | 40 | 40 | 40
Tube-23 | 40 | 40 | 40 | 40 | 40 | 40 | 40 | 40 | 40 | 40 | 40 | 40 | 40 | 40 | 40 | 40 | 40 | 40 | 40 | 40
Tube-24 | 40 | 40 | 40 | 40 | 40 | 40 | 40 | 40 | 40 | 40 | 40 | 40 | 40 | 40 | 40 | 40 | 40 | 40 | 40 | 40
Tube-25 | 40 | 40 | 40 | 40 | 40 | 40 | 40 | 40 | 40 | 40 | 40 | 40 | 40 | 40 | 40 | 40 | 40 | 40 | 40 | 40
Tube-26 | 40 | 40 | 40 | 40 | 40 | 40 | 40 | 40 | 40 | 40 | 40 | 40 | 40 | 40 | 40 | 40 | 40 | 40 | 40 | 40
Tube-27 | 40 | 40 | 40 | 40 | 40 | 40 | 40 | 40 | 40 | 40 | 40 | 40 | 40 | 40 | 40 | 40 | 40 | 40 | 40 | 40
Tube-28 | 40 | 40 | 40 | 40 | 40 | 40 | 40 | 40 | 40 | 40 | 40 | 40 | 40 | 40 | 40 | 40 | 40 | 40 | 40 | 40
Tube-29 | 40 | 40 | 40 | 40 | 40 | 40 | 40 | 40 | 40 | 40 | 40 | 40 | 40 | 40 | 40 | 40 | 40 | 40 | 40 | 40
Tube-30 | 40 | 40 | 40 | 40 | 40 | 40 | 40 | 40 | 40 | 40 | 40 | 40 | 40 | 40 | 40 | 40 | 40 | 40 | 40 | 40
Tube-31 | 40 | 40 | 40 | 40 | 40 | 40 | 40 | 40 | 40 | 40 | 40 | 40 | 40 | 40 | 40 | 40 | 40 | 40 | 40 | 40
Tube-32 | 40 | 40 | 40 | 40 | 40 | 40 | 40 | 40 | 40 | 40 | 40 | 40 | 40 | 40 | 40 | 40 | 40 | 40 | 40 | 40
Tube-33 | 40 | 40 | 40 | 40 | 40 | 40 | 40 | 40 | 40 | 40 | 40 | 40 | 40 | 40 | 40 | 40 | 40 | 40 | 40 | 40
Tube-34 | 40 | 40 | 40 | 40 | 40 | 40 | 40 | 40 | 40 | 40 | 40 | 40 | 40 | 40 | 40 | 40 | 40 | 40 | 40 | 40
Tube-35 | 40 | 40 | 40 | 40 | 40 | 40 | 40 | 40 | 40 | 40 | 40 | 40 | 40 | 40 | 40 | 40 | 40 | 40 | 40 | 40
Tube-36 | 40 | 40 | 40 | 40 | 40 | 40 | 40 | 40 | 40 | 40 | 40 | 40 | 40 | 40 | 40 | 40 | 40 | 40 | 40 | 40
Tube-37 | 40 | 40 | 40 | 40 | 40 | 40 | 40 | 40 | 40 | 40 | 40 | 40 | 40 | 40 | 40 | 40 | 40 | 40 | 40 | 40
Tube-38 | 40 | 40 | 40 | 40 | 40 | 40 | 40 | 40 | 40 | 40 | 40 | 40 | 40 | 40 | 40 | 40 | 40 | 40 | 40 | 40
Tube-39 | 40 | 40 | 40 | 40 | 40 | 40 | 40 | 40 | 40 | 40 | 40 | 40 | 40 | 40 | 40 | 40 | 40 | 40 | 40 | 40
Tube-40 | 40 | 40 | 40 | 40 | 40 | 40 | 40 | 40 | 40 | 40 | 40 | 40 | 40 | 40 | 40 | 40 | 40 | 40 | 40 | 40
Tube-41 | 40 | 40 | 40 | 40 | 40 | 40 | 40 | 40 | 40 | 40 | 40 | 40 | 40 | 40 | 40 | 40 | 40 | 40 | 40 | 40
Tube-42 | 40 | 40 | 40 | 40 | 40 | 40 | 40 | 40 | 40 | 40 | 40 | 40 | 40 | 40 | 40 | 40 | 40 | 40 | 40 | 40
Tube-43 | 40 | 40 | 40 | 40 | 40 | 40 | 40 | 40 | 40 | 40 | 40 | 40 | 40 | 40 | 40 | 40 | 40 | 40 | 40 | 40
Tube-44 | 40 | 40 | 40 | 40 | 40 | 40 | 40 | 40 | 40 | 40 | 40 | 40 | 40 | 40 | 40 | 40 | 40 | 40 | 40 | 40
Tube-45 | 40 | 40 | 40 | 40 | 40 | 40 | 40 | 40 | 40 | 40 | 40 | 40 | 40 | 40 | 40 | 40 | 40 | 40 | 40 | 40
Tube-46 | 40 | 40 | 40 | 40 | 40 | 40 | 40 | 40 | 40 | 40 | 40 | 40 | 40 | 40 | 40 | 40 | 40 | 40 | 40 | 40
Tube-47 | 40 | 40 | 40 | 40 | 40 | 40 | 40 | 40 | 40 | 40 | 40 | 40 | 40 | 40 | 40 | 40 | 40 | 40 | 40 | 40
Tube-48 | 40 | 40 | 40 | 40 | 40 | 40 | 40 | 40 | 40 | 40 | 40 | 40 | 40 | 40 | 40 | 40 | 40 | 40 | 40 | 40
Tube-49 | 40 | 40 | 40 | 40 | 40 | 40 | 40 | 40 | 40 | 40 | 40 | 40 | 40 | 40 | 40 | 40 | 40 | 40 | 40 | 40
Tube-50 | 40 | 40 | 40 | 40 | 40 | 40 | 40 | 40 | 40 | 40 | 40 | 40 | 40 | 40 | 40 | 40 | 40 | 40 | 40 | 40
Tube-51 | 40 | 40 | 40 | 40 | 40 | 40 | 40 | 40 | 40 | 40 | 40 | 40 | 40 | 40 | 40 | 40 | 40 | 40 | 40 | 40
Tube-52 | 40 | 40 | 40 | 40 | 40 | 40 | 40 | 40 | 40 | 40 | 40 | 40 | 40 | 40 | 40 | 40 | 40 | 40 | 40 | 40
Tube-53 | 40 | 40 | 40 | 40 | 40 | 40 | 40 | 40 | 40 | 40 | 40 | 40 | 40 | 40 | 40 | 40 | 40 | 40 | 40 | 40
Tube-54 | 40 | 40 | 40 | 40 | 40 | 40 | 40 | 40 | 40 | 40 | 40 | 40 | 40 | 40 | 40 | 40 | 40 | 40 | 40 | 40
Tube-55 | 40 | 40 | 40 | 40 | 40 | 40 | 40 | 40 | 40 | 40 | 40 | 40 | 40 | 40 | 40 | 40 | 40 | 40 | 40 | 40

## No Project Name - Results
MCHEDesigner
Local / UTC Time: | 2026-09-04 13:44:08
Version: | 1.2.5.6
Project Description:
Heat Loads
Total Heat Load | 2584.7443 | W
Sensible Heat Load | 2150.1351 | W
Latent Heat Load | 434.6092 | W
Sensible Heat Ratio | 0.83186
Ref. Liquid Heat Load | 0 | W
Ref. Two Phase Heat Load | 2500.9945 | W
Ref. Vapor Heat Load | 83.7498 | W
Ref. Abs. Heat Load Sum | 2584.7443 | W
Charge/Condensate
Total Refrigerant Charge | 0.0066667 | kg
In-tube Ref. Liquid Charge | 0 | kg
In-tube Ref. Two Phase Charge | 0.006519 | kg
In-tube Ref. Vapor Charge | 0.00014765 | kg
Condensate | 0 | kg/s
Flow Rates
Total Refrigerant Flow Rate | 0.0095746 | kg/s
Air Mass Flow Rate | 0.11598 | kg/s
Air Flow Rate | 0.097222 | m3/s
Standard Air Flow Rate | 0.09816 | m3/s
Pressure Drops
HX Air Side Pressure Drop | 0.020103 | kPa
System Air-Side Resistance | 0 | Pa
Total Air Side Pressure Drop | 0.020103 | kPa
Refrigerant Side Pressure Drop | 1.541 | kPa
Refrigerant Saturation Temperature Drop | 0.10386 | °C
Outlet Conditions
Average Air Outlet Temperature | 1.831 | °C
Average Air Outlet Wetbulb Temperature | 1.7636 | °C
Average Air Outlet RH | 98.8895 | %
Average Refrigerant Outlet Pressure | 489.0999 | kPa
Average Refrigerant Outlet Temperature | 5.9997 | °C
Average Refrigerant Outlet Quality | 1.0234
Average Refrigerant Saturation Delta | 5.0004 | °C
Heat Transfer
Primary Heat Transfer Area | 1.3316 | m2
Secondary Heat Transfer Area | 8.3361 | m2
Total Air Side Heat Transfer Area | 9.6677 | m2
Refrigerant Side Heat Transfer Area | 1.8084 | m2
Refrigerant Side Area Enhancement Factor | 1 | [-]
Coil Face Area | 0.16331 | m2
Average Fin Effectiveness | 0.98093
Average Air Side HTC | 53.3827 | W/m2K
Average Refrigerant HTC | 1513.2281 | W/m2K
Average Refrigerant Liquid Phase HTC | 0 | W/m2K
Average Refrigerant Two-phase HTC | 1578.086 | W/m2K
Average Refrigerant Vapor HTC | 152.1311 | W/m2K
Refrigerant Phase Distribution
Liquid - % Coil Length | 0 | %
Two Phase - % Coil Length | 95.4516 | %
Vapor - % Coil Length | 4.5484 | %
Heat Exchanger Material
Fin Material Volume | 0.00034325 | m3
Tube Material Volume | 0.00058028 | m3
Fin Material Mass | 0.92677 | kg
Tube Material Mass | 1.5668 | kg
Heat Exchanger Dimensions
Coil Length | 375 | mm
Coil Depth | 32 | mm
Coil Height | 435.5 | mm
Miscellaneous
ARI410 Ap | 0 | m2
ARI410 As | 0 | m2
Coil Cost(Simple) | 0 | $
Coil Cost(User Calculated) | 0 | $
Time Required | 0.5 | [s]
Iterations | 1 | [s]
Tube | Ref. M[kg/s] | Q_Total[W] | Q_Sen[W] | Q_Latent[W] | Avg. Ref HTC [W/m2 K] | Avg. Re | Tube Condensate [kg/s]
Tube 1 | 0.00017408 | 21.4637 | 16.6979 | 4.7658 | 1594.18 | 1146.69 | 0
Tube 2 | 0.00017408 | 8.4226 | 6.1134 | 2.3092 | 1288.09 | 869.547 | 0
Tube 3 | 0.00017408 | 8.4226 | 6.1134 | 2.3092 | 1288.09 | 869.547 | 0
Tube 4 | 0.00017408 | 8.4226 | 6.1134 | 2.3092 | 1288.09 | 869.547 | 0
Tube 5 | 0.00017408 | 8.4226 | 6.1134 | 2.3092 | 1288.09 | 869.547 | 0
Tube 6 | 0.00017408 | 8.4226 | 6.1134 | 2.3092 | 1288.09 | 869.547 | 0
Tube 7 | 0.00017408 | 8.4226 | 6.1134 | 2.3092 | 1288.09 | 869.547 | 0
Tube 8 | 0.00017408 | 8.4226 | 6.1134 | 2.3092 | 1288.09 | 869.547 | 0
Tube 9 | 0.00017408 | 8.4226 | 6.1134 | 2.3092 | 1288.09 | 869.547 | 0
Tube 10 | 0.00017408 | 8.4226 | 6.1134 | 2.3092 | 1288.09 | 869.547 | 0
Tube 11 | 0.00017408 | 8.4226 | 6.1134 | 2.3092 | 1288.09 | 869.547 | 0
Tube 12 | 0.00017408 | 8.4226 | 6.1134 | 2.3092 | 1288.09 | 869.547 | 0
Tube 13 | 0.00017408 | 8.4226 | 6.1134 | 2.3092 | 1288.09 | 869.547 | 0
Tube 14 | 0.00017408 | 8.4226 | 6.1134 | 2.3092 | 1288.09 | 869.547 | 0
Tube 15 | 0.00017408 | 8.4226 | 6.1134 | 2.3092 | 1288.09 | 869.547 | 0
Tube 16 | 0.00017408 | 8.4226 | 6.1134 | 2.3092 | 1288.09 | 869.547 | 0
Tube 17 | 0.00017408 | 8.4226 | 6.1134 | 2.3092 | 1288.09 | 869.547 | 0
Tube 18 | 0.00017408 | 8.4226 | 6.1134 | 2.3092 | 1288.09 | 869.547 | 0
Tube 19 | 0.00017408 | 8.4226 | 6.1134 | 2.3092 | 1288.09 | 869.547 | 0
Tube 20 | 0.00017408 | 8.4226 | 6.1134 | 2.3092 | 1288.09 | 869.547 | 0
Tube 21 | 0.00017408 | 8.4226 | 6.1134 | 2.3092 | 1288.09 | 869.547 | 0
Tube 22 | 0.00017408 | 8.4226 | 6.1134 | 2.3092 | 1288.09 | 869.547 | 0
Tube 23 | 0.00017408 | 8.4226 | 6.1134 | 2.3092 | 1288.09 | 869.547 | 0
Tube 24 | 0.00017408 | 8.4226 | 6.1134 | 2.3092 | 1288.09 | 869.547 | 0
Tube 25 | 0.00017408 | 8.4226 | 6.1134 | 2.3092 | 1288.09 | 869.547 | 0
Tube 26 | 0.00017408 | 8.4226 | 6.1134 | 2.3092 | 1288.09 | 869.547 | 0
Tube 27 | 0.00017408 | 8.4226 | 6.1134 | 2.3092 | 1288.09 | 869.547 | 0
Tube 28 | 0.00017408 | 8.4226 | 6.1134 | 2.3092 | 1288.09 | 869.547 | 0
Tube 29 | 0.00017408 | 8.4226 | 6.1134 | 2.3092 | 1288.09 | 869.547 | 0
Tube 30 | 0.00017408 | 8.4226 | 6.1134 | 2.3092 | 1288.09 | 869.547 | 0
Tube 31 | 0.00017408 | 8.4226 | 6.1134 | 2.3092 | 1288.09 | 869.547 | 0
Tube 32 | 0.00017408 | 8.4226 | 6.1134 | 2.3092 | 1288.09 | 869.547 | 0
Tube 33 | 0.00017408 | 8.4226 | 6.1134 | 2.3092 | 1288.09 | 869.547 | 0
Tube 34 | 0.00017408 | 8.4226 | 6.1134 | 2.3092 | 1288.09 | 869.547 | 0
Tube 35 | 0.00017408 | 8.4226 | 6.1134 | 2.3092 | 1288.09 | 869.547 | 0
Tube 36 | 0.00017408 | 8.4226 | 6.1134 | 2.3092 | 1288.09 | 869.547 | 0
Tube 37 | 0.00017408 | 8.4226 | 6.1134 | 2.3092 | 1288.09 | 869.547 | 0
Tube 38 | 0.00017408 | 8.4226 | 6.1134 | 2.3092 | 1288.09 | 869.547 | 0
Tube 39 | 0.00017408 | 8.4226 | 6.1134 | 2.3092 | 1288.09 | 869.547 | 0
Tube 40 | 0.00017408 | 8.4226 | 6.1134 | 2.3092 | 1288.09 | 869.547 | 0
Tube 41 | 0.00017408 | 8.4226 | 6.1134 | 2.3092 | 1288.09 | 869.547 | 0
Tube 42 | 0.00017408 | 8.4226 | 6.1134 | 2.3092 | 1288.09 | 869.547 | 0
Tube 43 | 0.00017408 | 8.4226 | 6.1134 | 2.3092 | 1288.09 | 869.547 | 0
Tube 44 | 0.00017408 | 8.4226 | 6.1134 | 2.3092 | 1288.09 | 869.547 | 0
Tube 45 | 0.00017408 | 8.4226 | 6.1134 | 2.3092 | 1288.09 | 869.547 | 0
Tube 46 | 0.00017408 | 8.4226 | 6.1134 | 2.3092 | 1288.09 | 869.547 | 0
Tube 47 | 0.00017408 | 8.4226 | 6.1134 | 2.3092 | 1288.09 | 869.547 | 0
Tube 48 | 0.00017408 | 8.4226 | 6.1134 | 2.3092 | 1288.09 | 869.547 | 0
Tube 49 | 0.00017408 | 8.4226 | 6.1134 | 2.3092 | 1288.09 | 869.547 | 0
Tube 50 | 0.00017408 | 8.4226 | 6.1134 | 2.3092 | 1288.09 | 869.547 | 0
Tube 51 | 0.00017408 | 8.4226 | 6.1134 | 2.3092 | 1288.09 | 869.547 | 0
Tube 52 | 0.00017408 | 8.4226 | 6.1134 | 2.3092 | 1288.09 | 869.547 | 0
Tube 53 | 0.00017408 | 8.4226 | 6.1134 | 2.3092 | 1288.09 | 869.547 | 0
Tube 54 | 0.00017408 | 8.4226 | 6.1134 | 2.3092 | 1288.09 | 869.547 | 0
Tube 55 | 0.00017408 | 21.4637 | 16.6979 | 4.7658 | 1594.18 | 1146.69 | 0
Tube 56 | 0.00017408 | 40.7755 | 35.7074 | 5.0681 | 1295.98 | 1701.8 | 0
Tube 57 | 0.00017408 | 37.9975 | 32.4776 | 5.5199 | 1743.51 | 1582.55 | 0
Tube 58 | 0.00017408 | 37.9975 | 32.4776 | 5.5199 | 1743.51 | 1582.55 | 0
Tube 59 | 0.00017408 | 37.9975 | 32.4776 | 5.5199 | 1743.51 | 1582.55 | 0
Tube 60 | 0.00017408 | 37.9975 | 32.4776 | 5.5199 | 1743.51 | 1582.55 | 0
Tube 61 | 0.00017408 | 37.9975 | 32.4776 | 5.5199 | 1743.51 | 1582.55 | 0
Tube 62 | 0.00017408 | 37.9975 | 32.4776 | 5.5199 | 1743.51 | 1582.55 | 0
Tube 63 | 0.00017408 | 37.9975 | 32.4776 | 5.5199 | 1743.51 | 1582.55 | 0
Tube 64 | 0.00017408 | 37.9975 | 32.4776 | 5.5199 | 1743.51 | 1582.55 | 0
Tube 65 | 0.00017408 | 37.9975 | 32.4776 | 5.5199 | 1743.51 | 1582.55 | 0
Tube 66 | 0.00017408 | 37.9975 | 32.4776 | 5.5199 | 1743.51 | 1582.55 | 0
Tube 67 | 0.00017408 | 37.9975 | 32.4776 | 5.5199 | 1743.51 | 1582.55 | 0
Tube 68 | 0.00017408 | 37.9975 | 32.4776 | 5.5199 | 1743.51 | 1582.55 | 0
Tube 69 | 0.00017408 | 37.9975 | 32.4776 | 5.5199 | 1743.51 | 1582.55 | 0
Tube 70 | 0.00017408 | 37.9975 | 32.4776 | 5.5199 | 1743.51 | 1582.55 | 0
Tube 71 | 0.00017408 | 37.9975 | 32.4776 | 5.5199 | 1743.51 | 1582.55 | 0
Tube 72 | 0.00017408 | 37.9975 | 32.4776 | 5.5199 | 1743.51 | 1582.55 | 0
Tube 73 | 0.00017408 | 37.9975 | 32.4776 | 5.5199 | 1743.51 | 1582.55 | 0
Tube 74 | 0.00017408 | 37.9975 | 32.4776 | 5.5199 | 1743.51 | 1582.55 | 0
Tube 75 | 0.00017408 | 37.9975 | 32.4776 | 5.5199 | 1743.51 | 1582.55 | 0
Tube 76 | 0.00017408 | 37.9975 | 32.4776 | 5.5199 | 1743.51 | 1582.55 | 0
Tube 77 | 0.00017408 | 37.9975 | 32.4776 | 5.5199 | 1743.51 | 1582.55 | 0
Tube 78 | 0.00017408 | 37.9975 | 32.4776 | 5.5199 | 1743.51 | 1582.55 | 0
Tube 79 | 0.00017408 | 37.9975 | 32.4776 | 5.5199 | 1743.51 | 1582.55 | 0
Tube 80 | 0.00017408 | 37.9975 | 32.4776 | 5.5199 | 1743.51 | 1582.55 | 0
Tube 81 | 0.00017408 | 37.9975 | 32.4776 | 5.5199 | 1743.51 | 1582.55 | 0
Tube 82 | 0.00017408 | 37.9975 | 32.4776 | 5.5199 | 1743.51 | 1582.55 | 0
Tube 83 | 0.00017408 | 37.9975 | 32.4776 | 5.5199 | 1743.51 | 1582.55 | 0
Tube 84 | 0.00017408 | 37.9975 | 32.4776 | 5.5199 | 1743.51 | 1582.55 | 0
Tube 85 | 0.00017408 | 37.9975 | 32.4776 | 5.5199 | 1743.51 | 1582.55 | 0
Tube 86 | 0.00017408 | 37.9975 | 32.4776 | 5.5199 | 1743.51 | 1582.55 | 0
Tube 87 | 0.00017408 | 37.9975 | 32.4776 | 5.5199 | 1743.51 | 1582.55 | 0
Tube 88 | 0.00017408 | 37.9975 | 32.4776 | 5.5199 | 1743.51 | 1582.55 | 0
Tube 89 | 0.00017408 | 37.9975 | 32.4776 | 5.5199 | 1743.51 | 1582.55 | 0
Tube 90 | 0.00017408 | 37.9975 | 32.4776 | 5.5199 | 1743.51 | 1582.55 | 0
Tube 91 | 0.00017408 | 37.9975 | 32.4776 | 5.5199 | 1743.51 | 1582.55 | 0
Tube 92 | 0.00017408 | 37.9975 | 32.4776 | 5.5199 | 1743.51 | 1582.55 | 0
Tube 93 | 0.00017408 | 37.9975 | 32.4776 | 5.5199 | 1743.51 | 1582.55 | 0
Tube 94 | 0.00017408 | 37.9975 | 32.4776 | 5.5199 | 1743.51 | 1582.55 | 0
Tube 95 | 0.00017408 | 37.9975 | 32.4776 | 5.5199 | 1743.51 | 1582.55 | 0
Tube 96 | 0.00017408 | 37.9975 | 32.4776 | 5.5199 | 1743.51 | 1582.55 | 0
Tube 97 | 0.00017408 | 37.9975 | 32.4776 | 5.5199 | 1743.51 | 1582.55 | 0
Tube 98 | 0.00017408 | 37.9975 | 32.4776 | 5.5199 | 1743.51 | 1582.55 | 0
Tube 99 | 0.00017408 | 37.9975 | 32.4776 | 5.5199 | 1743.51 | 1582.55 | 0
Tube 100 | 0.00017408 | 37.9975 | 32.4776 | 5.5199 | 1743.51 | 1582.55 | 0
Tube 101 | 0.00017408 | 37.9975 | 32.4776 | 5.5199 | 1743.51 | 1582.55 | 0
Tube 102 | 0.00017408 | 37.9975 | 32.4776 | 5.5199 | 1743.51 | 1582.55 | 0
Tube 103 | 0.00017408 | 37.9975 | 32.4776 | 5.5199 | 1743.51 | 1582.55 | 0
Tube 104 | 0.00017408 | 37.9975 | 32.4776 | 5.5199 | 1743.51 | 1582.55 | 0
Tube 105 | 0.00017408 | 37.9975 | 32.4776 | 5.5199 | 1743.51 | 1582.55 | 0
Tube 106 | 0.00017408 | 37.9975 | 32.4776 | 5.5199 | 1743.51 | 1582.55 | 0
Tube 107 | 0.00017408 | 37.9975 | 32.4776 | 5.5199 | 1743.51 | 1582.55 | 0
Tube 108 | 0.00017408 | 37.9975 | 32.4776 | 5.5199 | 1743.51 | 1582.55 | 0
Tube 109 | 0.00017408 | 37.9975 | 32.4776 | 5.5199 | 1743.51 | 1582.55 | 0
Tube 110 | 0.00017408 | 40.7755 | 35.7074 | 5.0681 | 1295.98 | 1701.8 | 0
Outlet Tube States
| Pressure [Pa] | Temperature [K] | Quality/Mass Fraction | Saturation Delta [K] | Mass Flow Rate [kg/s]
Tube 56 | 489212 | 287.892 | 1.0646 | 13.7347 | 0.00017408
Tube 57 | 489096 | 278.818 | 1.0219 | 4.6695 | 0.00017408
Tube 58 | 489096 | 278.818 | 1.0219 | 4.6695 | 0.00017408
Tube 59 | 489096 | 278.818 | 1.0219 | 4.6695 | 0.00017408
Tube 60 | 489096 | 278.818 | 1.0219 | 4.6695 | 0.00017408
Tube 61 | 489096 | 278.818 | 1.0219 | 4.6695 | 0.00017408
Tube 62 | 489096 | 278.818 | 1.0219 | 4.6695 | 0.00017408
Tube 63 | 489096 | 278.818 | 1.0219 | 4.6695 | 0.00017408
Tube 64 | 489096 | 278.818 | 1.0219 | 4.6695 | 0.00017408
Tube 65 | 489096 | 278.818 | 1.0219 | 4.6695 | 0.00017408
Tube 66 | 489096 | 278.818 | 1.0219 | 4.6695 | 0.00017408
Tube 67 | 489096 | 278.818 | 1.0219 | 4.6695 | 0.00017408
Tube 68 | 489096 | 278.818 | 1.0219 | 4.6695 | 0.00017408
Tube 69 | 489096 | 278.818 | 1.0219 | 4.6695 | 0.00017408
Tube 70 | 489096 | 278.818 | 1.0219 | 4.6695 | 0.00017408
Tube 71 | 489096 | 278.818 | 1.0219 | 4.6695 | 0.00017408
Tube 72 | 489096 | 278.818 | 1.0219 | 4.6695 | 0.00017408
Tube 73 | 489096 | 278.818 | 1.0219 | 4.6695 | 0.00017408
Tube 74 | 489096 | 278.818 | 1.0219 | 4.6695 | 0.00017408
Tube 75 | 489096 | 278.818 | 1.0219 | 4.6695 | 0.00017408
Tube 76 | 489096 | 278.818 | 1.0219 | 4.6695 | 0.00017408
Tube 77 | 489096 | 278.818 | 1.0219 | 4.6695 | 0.00017408
Tube 78 | 489096 | 278.818 | 1.0219 | 4.6695 | 0.00017408
Tube 79 | 489096 | 278.818 | 1.0219 | 4.6695 | 0.00017408
Tube 80 | 489096 | 278.818 | 1.0219 | 4.6695 | 0.00017408
Tube 81 | 489096 | 278.818 | 1.0219 | 4.6695 | 0.00017408
Tube 82 | 489096 | 278.818 | 1.0219 | 4.6695 | 0.00017408
Tube 83 | 489096 | 278.818 | 1.0219 | 4.6695 | 0.00017408
Tube 84 | 489096 | 278.818 | 1.0219 | 4.6695 | 0.00017408
Tube 85 | 489096 | 278.818 | 1.0219 | 4.6695 | 0.00017408
Tube 86 | 489096 | 278.818 | 1.0219 | 4.6695 | 0.00017408
Tube 87 | 489096 | 278.818 | 1.0219 | 4.6695 | 0.00017408
Tube 88 | 489096 | 278.818 | 1.0219 | 4.6695 | 0.00017408
Tube 89 | 489096 | 278.818 | 1.0219 | 4.6695 | 0.00017408
Tube 90 | 489096 | 278.818 | 1.0219 | 4.6695 | 0.00017408
Tube 91 | 489096 | 278.818 | 1.0219 | 4.6695 | 0.00017408
Tube 92 | 489096 | 278.818 | 1.0219 | 4.6695 | 0.00017408
Tube 93 | 489096 | 278.818 | 1.0219 | 4.6695 | 0.00017408
Tube 94 | 489096 | 278.818 | 1.0219 | 4.6695 | 0.00017408
Tube 95 | 489096 | 278.818 | 1.0219 | 4.6695 | 0.00017408
Tube 96 | 489096 | 278.818 | 1.0219 | 4.6695 | 0.00017408
Tube 97 | 489096 | 278.818 | 1.0219 | 4.6695 | 0.00017408
Tube 98 | 489096 | 278.818 | 1.0219 | 4.6695 | 0.00017408
Tube 99 | 489096 | 278.818 | 1.0219 | 4.6695 | 0.00017408
Tube 100 | 489096 | 278.818 | 1.0219 | 4.6695 | 0.00017408
Tube 101 | 489096 | 278.818 | 1.0219 | 4.6695 | 0.00017408
Tube 102 | 489096 | 278.818 | 1.0219 | 4.6695 | 0.00017408
Tube 103 | 489096 | 278.818 | 1.0219 | 4.6695 | 0.00017408
Tube 104 | 489096 | 278.818 | 1.0219 | 4.6695 | 0.00017408
Tube 105 | 489096 | 278.818 | 1.0219 | 4.6695 | 0.00017408
Tube 106 | 489096 | 278.818 | 1.0219 | 4.6695 | 0.00017408
Tube 107 | 489096 | 278.818 | 1.0219 | 4.6695 | 0.00017408
Tube 108 | 489096 | 278.818 | 1.0219 | 4.6695 | 0.00017408
Tube 109 | 489096 | 278.818 | 1.0219 | 4.6695 | 0.00017408
Tube 110 | 489212 | 287.892 | 1.0646 | 13.7347 | 0.00017408
Refrigerant Side Pressure [Pa]
| Tube 1 | Tube 2 | Tube 3 | Tube 4 | Tube 5 | Tube 6 | Tube 7 | Tube 8 | Tube 9 | Tube 10 | Tube 11 | Tube 12 | Tube 13 | Tube 14 | Tube 15 | Tube 16 | Tube 17 | Tube 18 | Tube 19 | Tube 20 | Tube 21 | Tube 22 | Tube 23 | Tube 24 | Tube 25 | Tube 26 | Tube 27 | Tube 28 | Tube 29 | Tube 30 | Tube 31 | Tube 32 | Tube 33 | Tube 34 | Tube 35 | Tube 36 | Tube 37 | Tube 38 | Tube 39 | Tube 40 | Tube 41 | Tube 42 | Tube 43 | Tube 44 | Tube 45 | Tube 46 | Tube 47 | Tube 48 | Tube 49 | Tube 50 | Tube 51 | Tube 52 | Tube 53 | Tube 54 | Tube 55 | Tube 56 | Tube 57 | Tube 58 | Tube 59 | Tube 60 | Tube 61 | Tube 62 | Tube 63 | Tube 64 | Tube 65 | Tube 66 | Tube 67 | Tube 68 | Tube 69 | Tube 70 | Tube 71 | Tube 72 | Tube 73 | Tube 74 | Tube 75 | Tube 76 | Tube 77 | Tube 78 | Tube 79 | Tube 80 | Tube 81 | Tube 82 | Tube 83 | Tube 84 | Tube 85 | Tube 86 | Tube 87 | Tube 88 | Tube 89 | Tube 90 | Tube 91 | Tube 92 | Tube 93 | Tube 94 | Tube 95 | Tube 96 | Tube 97 | Tube 98 | Tube 99 | Tube 100 | Tube 101 | Tube 102 | Tube 103 | Tube 104 | Tube 105 | Tube 106 | Tube 107 | Tube 108 | Tube 109 | Tube 110
SegNum-1 | 490641 | 490641 | 490641 | 490641 | 490641 | 490641 | 490641 | 490641 | 490641 | 490641 | 490641 | 490641 | 490641 | 490641 | 490641 | 490641 | 490641 | 490641 | 490641 | 490641 | 490641 | 490641 | 490641 | 490641 | 490641 | 490641 | 490641 | 490641 | 490641 | 490641 | 490641 | 490641 | 490641 | 490641 | 490641 | 490641 | 490641 | 490641 | 490641 | 490641 | 490641 | 490641 | 490641 | 490641 | 490641 | 490641 | 490641 | 490641 | 490641 | 490641 | 490641 | 490641 | 490641 | 490641 | 490641 | 489233 | 489117 | 489117 | 489117 | 489117 | 489117 | 489117 | 489117 | 489117 | 489117 | 489117 | 489117 | 489117 | 489117 | 489117 | 489117 | 489117 | 489117 | 489117 | 489117 | 489117 | 489117 | 489117 | 489117 | 489117 | 489117 | 489117 | 489117 | 489117 | 489117 | 489117 | 489117 | 489117 | 489117 | 489117 | 489117 | 489117 | 489117 | 489117 | 489117 | 489117 | 489117 | 489117 | 489117 | 489117 | 489117 | 489117 | 489117 | 489117 | 489117 | 489117 | 489117 | 489117 | 489117 | 489233
SegNum-2 | 490614 | 490615 | 490615 | 490615 | 490615 | 490615 | 490615 | 490615 | 490615 | 490615 | 490615 | 490615 | 490615 | 490615 | 490615 | 490615 | 490615 | 490615 | 490615 | 490615 | 490615 | 490615 | 490615 | 490615 | 490615 | 490615 | 490615 | 490615 | 490615 | 490615 | 490615 | 490615 | 490615 | 490615 | 490615 | 490615 | 490615 | 490615 | 490615 | 490615 | 490615 | 490615 | 490615 | 490615 | 490615 | 490615 | 490615 | 490615 | 490615 | 490615 | 490615 | 490615 | 490615 | 490615 | 490614 | 489254 | 489137 | 489137 | 489137 | 489137 | 489137 | 489137 | 489137 | 489137 | 489137 | 489137 | 489137 | 489137 | 489137 | 489137 | 489137 | 489137 | 489137 | 489137 | 489137 | 489137 | 489137 | 489137 | 489137 | 489137 | 489137 | 489137 | 489137 | 489137 | 489137 | 489137 | 489137 | 489137 | 489137 | 489137 | 489137 | 489137 | 489137 | 489137 | 489137 | 489137 | 489137 | 489137 | 489137 | 489137 | 489137 | 489137 | 489137 | 489137 | 489137 | 489137 | 489137 | 489137 | 489137 | 489254
SegNum-3 | 490584 | 490587 | 490587 | 490587 | 490587 | 490587 | 490587 | 490587 | 490587 | 490587 | 490587 | 490587 | 490587 | 490587 | 490587 | 490587 | 490587 | 490587 | 490587 | 490587 | 490587 | 490587 | 490587 | 490587 | 490587 | 490587 | 490587 | 490587 | 490587 | 490587 | 490587 | 490587 | 490587 | 490587 | 490587 | 490587 | 490587 | 490587 | 490587 | 490587 | 490587 | 490587 | 490587 | 490587 | 490587 | 490587 | 490587 | 490587 | 490587 | 490587 | 490587 | 490587 | 490587 | 490587 | 490584 | 489275 | 489170 | 489170 | 489170 | 489170 | 489170 | 489170 | 489170 | 489170 | 489170 | 489170 | 489170 | 489170 | 489170 | 489170 | 489170 | 489170 | 489170 | 489170 | 489170 | 489170 | 489170 | 489170 | 489170 | 489170 | 489170 | 489170 | 489170 | 489170 | 489170 | 489170 | 489170 | 489170 | 489170 | 489170 | 489170 | 489170 | 489170 | 489170 | 489170 | 489170 | 489170 | 489170 | 489170 | 489170 | 489170 | 489170 | 489170 | 489170 | 489170 | 489170 | 489170 | 489170 | 489170 | 489275
SegNum-4 | 490550 | 490558 | 490558 | 490558 | 490558 | 490558 | 490558 | 490558 | 490558 | 490558 | 490558 | 490558 | 490558 | 490558 | 490558 | 490558 | 490558 | 490558 | 490558 | 490558 | 490558 | 490558 | 490558 | 490558 | 490558 | 490558 | 490558 | 490558 | 490558 | 490558 | 490558 | 490558 | 490558 | 490558 | 490558 | 490558 | 490558 | 490558 | 490558 | 490558 | 490558 | 490558 | 490558 | 490558 | 490558 | 490558 | 490558 | 490558 | 490558 | 490558 | 490558 | 490558 | 490558 | 490558 | 490550 | 489296 | 489210 | 489210 | 489210 | 489210 | 489210 | 489210 | 489210 | 489210 | 489210 | 489210 | 489210 | 489210 | 489210 | 489210 | 489210 | 489210 | 489210 | 489210 | 489210 | 489210 | 489210 | 489210 | 489210 | 489210 | 489210 | 489210 | 489210 | 489210 | 489210 | 489210 | 489210 | 489210 | 489210 | 489210 | 489210 | 489210 | 489210 | 489210 | 489210 | 489210 | 489210 | 489210 | 489210 | 489210 | 489210 | 489210 | 489210 | 489210 | 489210 | 489210 | 489210 | 489210 | 489210 | 489296
SegNum-5 | 490514 | 490529 | 490529 | 490529 | 490529 | 490529 | 490529 | 490529 | 490529 | 490529 | 490529 | 490529 | 490529 | 490529 | 490529 | 490529 | 490529 | 490529 | 490529 | 490529 | 490529 | 490529 | 490529 | 490529 | 490529 | 490529 | 490529 | 490529 | 490529 | 490529 | 490529 | 490529 | 490529 | 490529 | 490529 | 490529 | 490529 | 490529 | 490529 | 490529 | 490529 | 490529 | 490529 | 490529 | 490529 | 490529 | 490529 | 490529 | 490529 | 490529 | 490529 | 490529 | 490529 | 490529 | 490514 | 489318 | 489255 | 489255 | 489255 | 489255 | 489255 | 489255 | 489255 | 489255 | 489255 | 489255 | 489255 | 489255 | 489255 | 489255 | 489255 | 489255 | 489255 | 489255 | 489255 | 489255 | 489255 | 489255 | 489255 | 489255 | 489255 | 489255 | 489255 | 489255 | 489255 | 489255 | 489255 | 489255 | 489255 | 489255 | 489255 | 489255 | 489255 | 489255 | 489255 | 489255 | 489255 | 489255 | 489255 | 489255 | 489255 | 489255 | 489255 | 489255 | 489255 | 489255 | 489255 | 489255 | 489255 | 489318
SegNum-6 | 490475 | 490500 | 490500 | 490500 | 490500 | 490500 | 490500 | 490500 | 490500 | 490500 | 490500 | 490500 | 490500 | 490500 | 490500 | 490500 | 490500 | 490500 | 490500 | 490500 | 490500 | 490500 | 490500 | 490500 | 490500 | 490500 | 490500 | 490500 | 490500 | 490500 | 490500 | 490500 | 490500 | 490500 | 490500 | 490500 | 490500 | 490500 | 490500 | 490500 | 490500 | 490500 | 490500 | 490500 | 490500 | 490500 | 490500 | 490500 | 490500 | 490500 | 490500 | 490500 | 490500 | 490500 | 490475 | 489339 | 489304 | 489304 | 489304 | 489304 | 489304 | 489304 | 489304 | 489304 | 489304 | 489304 | 489304 | 489304 | 489304 | 489304 | 489304 | 489304 | 489304 | 489304 | 489304 | 489304 | 489304 | 489304 | 489304 | 489304 | 489304 | 489304 | 489304 | 489304 | 489304 | 489304 | 489304 | 489304 | 489304 | 489304 | 489304 | 489304 | 489304 | 489304 | 489304 | 489304 | 489304 | 489304 | 489304 | 489304 | 489304 | 489304 | 489304 | 489304 | 489304 | 489304 | 489304 | 489304 | 489304 | 489339
SegNum-7 | 490433 | 490470 | 490470 | 490470 | 490470 | 490470 | 490470 | 490470 | 490470 | 490470 | 490470 | 490470 | 490470 | 490470 | 490470 | 490470 | 490470 | 490470 | 490470 | 490470 | 490470 | 490470 | 490470 | 490470 | 490470 | 490470 | 490470 | 490470 | 490470 | 490470 | 490470 | 490470 | 490470 | 490470 | 490470 | 490470 | 490470 | 490470 | 490470 | 490470 | 490470 | 490470 | 490470 | 490470 | 490470 | 490470 | 490470 | 490470 | 490470 | 490470 | 490470 | 490470 | 490470 | 490470 | 490433 | 489362 | 489355 | 489355 | 489355 | 489355 | 489355 | 489355 | 489355 | 489355 | 489355 | 489355 | 489355 | 489355 | 489355 | 489355 | 489355 | 489355 | 489355 | 489355 | 489355 | 489355 | 489355 | 489355 | 489355 | 489355 | 489355 | 489355 | 489355 | 489355 | 489355 | 489355 | 489355 | 489355 | 489355 | 489355 | 489355 | 489355 | 489355 | 489355 | 489355 | 489355 | 489355 | 489355 | 489355 | 489355 | 489355 | 489355 | 489355 | 489355 | 489355 | 489355 | 489355 | 489355 | 489355 | 489362
SegNum-8 | 490390 | 490439 | 490439 | 490439 | 490439 | 490439 | 490439 | 490439 | 490439 | 490439 | 490439 | 490439 | 490439 | 490439 | 490439 | 490439 | 490439 | 490439 | 490439 | 490439 | 490439 | 490439 | 490439 | 490439 | 490439 | 490439 | 490439 | 490439 | 490439 | 490439 | 490439 | 490439 | 490439 | 490439 | 490439 | 490439 | 490439 | 490439 | 490439 | 490439 | 490439 | 490439 | 490439 | 490439 | 490439 | 490439 | 490439 | 490439 | 490439 | 490439 | 490439 | 490439 | 490439 | 490439 | 490390 | 489401 | 489407 | 489407 | 489407 | 489407 | 489407 | 489407 | 489407 | 489407 | 489407 | 489407 | 489407 | 489407 | 489407 | 489407 | 489407 | 489407 | 489407 | 489407 | 489407 | 489407 | 489407 | 489407 | 489407 | 489407 | 489407 | 489407 | 489407 | 489407 | 489407 | 489407 | 489407 | 489407 | 489407 | 489407 | 489407 | 489407 | 489407 | 489407 | 489407 | 489407 | 489407 | 489407 | 489407 | 489407 | 489407 | 489407 | 489407 | 489407 | 489407 | 489407 | 489407 | 489407 | 489407 | 489401
SegNum-9 | 490346 | 490408 | 490408 | 490408 | 490408 | 490408 | 490408 | 490408 | 490408 | 490408 | 490408 | 490408 | 490408 | 490408 | 490408 | 490408 | 490408 | 490408 | 490408 | 490408 | 490408 | 490408 | 490408 | 490408 | 490408 | 490408 | 490408 | 490408 | 490408 | 490408 | 490408 | 490408 | 490408 | 490408 | 490408 | 490408 | 490408 | 490408 | 490408 | 490408 | 490408 | 490408 | 490408 | 490408 | 490408 | 490408 | 490408 | 490408 | 490408 | 490408 | 490408 | 490408 | 490408 | 490408 | 490346 | 489447 | 489461 | 489461 | 489461 | 489461 | 489461 | 489461 | 489461 | 489461 | 489461 | 489461 | 489461 | 489461 | 489461 | 489461 | 489461 | 489461 | 489461 | 489461 | 489461 | 489461 | 489461 | 489461 | 489461 | 489461 | 489461 | 489461 | 489461 | 489461 | 489461 | 489461 | 489461 | 489461 | 489461 | 489461 | 489461 | 489461 | 489461 | 489461 | 489461 | 489461 | 489461 | 489461 | 489461 | 489461 | 489461 | 489461 | 489461 | 489461 | 489461 | 489461 | 489461 | 489461 | 489461 | 489447
SegNum-10 | 490302 | 490377 | 490377 | 490377 | 490377 | 490377 | 490377 | 490377 | 490377 | 490377 | 490377 | 490377 | 490377 | 490377 | 490377 | 490377 | 490377 | 490377 | 490377 | 490377 | 490377 | 490377 | 490377 | 490377 | 490377 | 490377 | 490377 | 490377 | 490377 | 490377 | 490377 | 490377 | 490377 | 490377 | 490377 | 490377 | 490377 | 490377 | 490377 | 490377 | 490377 | 490377 | 490377 | 490377 | 490377 | 490377 | 490377 | 490377 | 490377 | 490377 | 490377 | 490377 | 490377 | 490377 | 490302 | 489497 | 489514 | 489514 | 489514 | 489514 | 489514 | 489514 | 489514 | 489514 | 489514 | 489514 | 489514 | 489514 | 489514 | 489514 | 489514 | 489514 | 489514 | 489514 | 489514 | 489514 | 489514 | 489514 | 489514 | 489514 | 489514 | 489514 | 489514 | 489514 | 489514 | 489514 | 489514 | 489514 | 489514 | 489514 | 489514 | 489514 | 489514 | 489514 | 489514 | 489514 | 489514 | 489514 | 489514 | 489514 | 489514 | 489514 | 489514 | 489514 | 489514 | 489514 | 489514 | 489514 | 489514 | 489497
SegNum-11 | 490257 | 490345 | 490345 | 490345 | 490345 | 490345 | 490345 | 490345 | 490345 | 490345 | 490345 | 490345 | 490345 | 490345 | 490345 | 490345 | 490345 | 490345 | 490345 | 490345 | 490345 | 490345 | 490345 | 490345 | 490345 | 490345 | 490345 | 490345 | 490345 | 490345 | 490345 | 490345 | 490345 | 490345 | 490345 | 490345 | 490345 | 490345 | 490345 | 490345 | 490345 | 490345 | 490345 | 490345 | 490345 | 490345 | 490345 | 490345 | 490345 | 490345 | 490345 | 490345 | 490345 | 490345 | 490257 | 489550 | 489568 | 489568 | 489568 | 489568 | 489568 | 489568 | 489568 | 489568 | 489568 | 489568 | 489568 | 489568 | 489568 | 489568 | 489568 | 489568 | 489568 | 489568 | 489568 | 489568 | 489568 | 489568 | 489568 | 489568 | 489568 | 489568 | 489568 | 489568 | 489568 | 489568 | 489568 | 489568 | 489568 | 489568 | 489568 | 489568 | 489568 | 489568 | 489568 | 489568 | 489568 | 489568 | 489568 | 489568 | 489568 | 489568 | 489568 | 489568 | 489568 | 489568 | 489568 | 489568 | 489568 | 489550
SegNum-12 | 490212 | 490313 | 490313 | 490313 | 490313 | 490313 | 490313 | 490313 | 490313 | 490313 | 490313 | 490313 | 490313 | 490313 | 490313 | 490313 | 490313 | 490313 | 490313 | 490313 | 490313 | 490313 | 490313 | 490313 | 490313 | 490313 | 490313 | 490313 | 490313 | 490313 | 490313 | 490313 | 490313 | 490313 | 490313 | 490313 | 490313 | 490313 | 490313 | 490313 | 490313 | 490313 | 490313 | 490313 | 490313 | 490313 | 490313 | 490313 | 490313 | 490313 | 490313 | 490313 | 490313 | 490313 | 490212 | 489604 | 489621 | 489621 | 489621 | 489621 | 489621 | 489621 | 489621 | 489621 | 489621 | 489621 | 489621 | 489621 | 489621 | 489621 | 489621 | 489621 | 489621 | 489621 | 489621 | 489621 | 489621 | 489621 | 489621 | 489621 | 489621 | 489621 | 489621 | 489621 | 489621 | 489621 | 489621 | 489621 | 489621 | 489621 | 489621 | 489621 | 489621 | 489621 | 489621 | 489621 | 489621 | 489621 | 489621 | 489621 | 489621 | 489621 | 489621 | 489621 | 489621 | 489621 | 489621 | 489621 | 489621 | 489604
SegNum-13 | 490166 | 490280 | 490280 | 490280 | 490280 | 490280 | 490280 | 490280 | 490280 | 490280 | 490280 | 490280 | 490280 | 490280 | 490280 | 490280 | 490280 | 490280 | 490280 | 490280 | 490280 | 490280 | 490280 | 490280 | 490280 | 490280 | 490280 | 490280 | 490280 | 490280 | 490280 | 490280 | 490280 | 490280 | 490280 | 490280 | 490280 | 490280 | 490280 | 490280 | 490280 | 490280 | 490280 | 490280 | 490280 | 490280 | 490280 | 490280 | 490280 | 490280 | 490280 | 490280 | 490280 | 490280 | 490166 | 489658 | 489673 | 489673 | 489673 | 489673 | 489673 | 489673 | 489673 | 489673 | 489673 | 489673 | 489673 | 489673 | 489673 | 489673 | 489673 | 489673 | 489673 | 489673 | 489673 | 489673 | 489673 | 489673 | 489673 | 489673 | 489673 | 489673 | 489673 | 489673 | 489673 | 489673 | 489673 | 489673 | 489673 | 489673 | 489673 | 489673 | 489673 | 489673 | 489673 | 489673 | 489673 | 489673 | 489673 | 489673 | 489673 | 489673 | 489673 | 489673 | 489673 | 489673 | 489673 | 489673 | 489673 | 489658
SegNum-14 | 490119 | 490247 | 490247 | 490247 | 490247 | 490247 | 490247 | 490247 | 490247 | 490247 | 490247 | 490247 | 490247 | 490247 | 490247 | 490247 | 490247 | 490247 | 490247 | 490247 | 490247 | 490247 | 490247 | 490247 | 490247 | 490247 | 490247 | 490247 | 490247 | 490247 | 490247 | 490247 | 490247 | 490247 | 490247 | 490247 | 490247 | 490247 | 490247 | 490247 | 490247 | 490247 | 490247 | 490247 | 490247 | 490247 | 490247 | 490247 | 490247 | 490247 | 490247 | 490247 | 490247 | 490247 | 490119 | 489712 | 489724 | 489724 | 489724 | 489724 | 489724 | 489724 | 489724 | 489724 | 489724 | 489724 | 489724 | 489724 | 489724 | 489724 | 489724 | 489724 | 489724 | 489724 | 489724 | 489724 | 489724 | 489724 | 489724 | 489724 | 489724 | 489724 | 489724 | 489724 | 489724 | 489724 | 489724 | 489724 | 489724 | 489724 | 489724 | 489724 | 489724 | 489724 | 489724 | 489724 | 489724 | 489724 | 489724 | 489724 | 489724 | 489724 | 489724 | 489724 | 489724 | 489724 | 489724 | 489724 | 489724 | 489712
SegNum-15 | 490072 | 490213 | 490213 | 490213 | 490213 | 490213 | 490213 | 490213 | 490213 | 490213 | 490213 | 490213 | 490213 | 490213 | 490213 | 490213 | 490213 | 490213 | 490213 | 490213 | 490213 | 490213 | 490213 | 490213 | 490213 | 490213 | 490213 | 490213 | 490213 | 490213 | 490213 | 490213 | 490213 | 490213 | 490213 | 490213 | 490213 | 490213 | 490213 | 490213 | 490213 | 490213 | 490213 | 490213 | 490213 | 490213 | 490213 | 490213 | 490213 | 490213 | 490213 | 490213 | 490213 | 490213 | 490072 | 489764 | 489774 | 489774 | 489774 | 489774 | 489774 | 489774 | 489774 | 489774 | 489774 | 489774 | 489774 | 489774 | 489774 | 489774 | 489774 | 489774 | 489774 | 489774 | 489774 | 489774 | 489774 | 489774 | 489774 | 489774 | 489774 | 489774 | 489774 | 489774 | 489774 | 489774 | 489774 | 489774 | 489774 | 489774 | 489774 | 489774 | 489774 | 489774 | 489774 | 489774 | 489774 | 489774 | 489774 | 489774 | 489774 | 489774 | 489774 | 489774 | 489774 | 489774 | 489774 | 489774 | 489774 | 489764
SegNum-16 | 490024 | 490179 | 490179 | 490179 | 490179 | 490179 | 490179 | 490179 | 490179 | 490179 | 490179 | 490179 | 490179 | 490179 | 490179 | 490179 | 490179 | 490179 | 490179 | 490179 | 490179 | 490179 | 490179 | 490179 | 490179 | 490179 | 490179 | 490179 | 490179 | 490179 | 490179 | 490179 | 490179 | 490179 | 490179 | 490179 | 490179 | 490179 | 490179 | 490179 | 490179 | 490179 | 490179 | 490179 | 490179 | 490179 | 490179 | 490179 | 490179 | 490179 | 490179 | 490179 | 490179 | 490179 | 490024 | 489815 | 489822 | 489822 | 489822 | 489822 | 489822 | 489822 | 489822 | 489822 | 489822 | 489822 | 489822 | 489822 | 489822 | 489822 | 489822 | 489822 | 489822 | 489822 | 489822 | 489822 | 489822 | 489822 | 489822 | 489822 | 489822 | 489822 | 489822 | 489822 | 489822 | 489822 | 489822 | 489822 | 489822 | 489822 | 489822 | 489822 | 489822 | 489822 | 489822 | 489822 | 489822 | 489822 | 489822 | 489822 | 489822 | 489822 | 489822 | 489822 | 489822 | 489822 | 489822 | 489822 | 489822 | 489815
SegNum-17 | 489976 | 490144 | 490144 | 490144 | 490144 | 490144 | 490144 | 490144 | 490144 | 490144 | 490144 | 490144 | 490144 | 490144 | 490144 | 490144 | 490144 | 490144 | 490144 | 490144 | 490144 | 490144 | 490144 | 490144 | 490144 | 490144 | 490144 | 490144 | 490144 | 490144 | 490144 | 490144 | 490144 | 490144 | 490144 | 490144 | 490144 | 490144 | 490144 | 490144 | 490144 | 490144 | 490144 | 490144 | 490144 | 490144 | 490144 | 490144 | 490144 | 490144 | 490144 | 490144 | 490144 | 490144 | 489976 | 489863 | 489867 | 489867 | 489867 | 489867 | 489867 | 489867 | 489867 | 489867 | 489867 | 489867 | 489867 | 489867 | 489867 | 489867 | 489867 | 489867 | 489867 | 489867 | 489867 | 489867 | 489867 | 489867 | 489867 | 489867 | 489867 | 489867 | 489867 | 489867 | 489867 | 489867 | 489867 | 489867 | 489867 | 489867 | 489867 | 489867 | 489867 | 489867 | 489867 | 489867 | 489867 | 489867 | 489867 | 489867 | 489867 | 489867 | 489867 | 489867 | 489867 | 489867 | 489867 | 489867 | 489867 | 489863
SegNum-18 | 489928 | 490109 | 490109 | 490109 | 490109 | 490109 | 490109 | 490109 | 490109 | 490109 | 490109 | 490109 | 490109 | 490109 | 490109 | 490109 | 490109 | 490109 | 490109 | 490109 | 490109 | 490109 | 490109 | 490109 | 490109 | 490109 | 490109 | 490109 | 490109 | 490109 | 490109 | 490109 | 490109 | 490109 | 490109 | 490109 | 490109 | 490109 | 490109 | 490109 | 490109 | 490109 | 490109 | 490109 | 490109 | 490109 | 490109 | 490109 | 490109 | 490109 | 490109 | 490109 | 490109 | 490109 | 489928 | 489909 | 489911 | 489911 | 489911 | 489911 | 489911 | 489911 | 489911 | 489911 | 489911 | 489911 | 489911 | 489911 | 489911 | 489911 | 489911 | 489911 | 489911 | 489911 | 489911 | 489911 | 489911 | 489911 | 489911 | 489911 | 489911 | 489911 | 489911 | 489911 | 489911 | 489911 | 489911 | 489911 | 489911 | 489911 | 489911 | 489911 | 489911 | 489911 | 489911 | 489911 | 489911 | 489911 | 489911 | 489911 | 489911 | 489911 | 489911 | 489911 | 489911 | 489911 | 489911 | 489911 | 489911 | 489909
SegNum-19 | 489879 | 490073 | 490073 | 490073 | 490073 | 490073 | 490073 | 490073 | 490073 | 490073 | 490073 | 490073 | 490073 | 490073 | 490073 | 490073 | 490073 | 490073 | 490073 | 490073 | 490073 | 490073 | 490073 | 490073 | 490073 | 490073 | 490073 | 490073 | 490073 | 490073 | 490073 | 490073 | 490073 | 490073 | 490073 | 490073 | 490073 | 490073 | 490073 | 490073 | 490073 | 490073 | 490073 | 490073 | 490073 | 490073 | 490073 | 490073 | 490073 | 490073 | 490073 | 490073 | 490073 | 490073 | 489879 | 489952 | 489953 | 489953 | 489953 | 489953 | 489953 | 489953 | 489953 | 489953 | 489953 | 489953 | 489953 | 489953 | 489953 | 489953 | 489953 | 489953 | 489953 | 489953 | 489953 | 489953 | 489953 | 489953 | 489953 | 489953 | 489953 | 489953 | 489953 | 489953 | 489953 | 489953 | 489953 | 489953 | 489953 | 489953 | 489953 | 489953 | 489953 | 489953 | 489953 | 489953 | 489953 | 489953 | 489953 | 489953 | 489953 | 489953 | 489953 | 489953 | 489953 | 489953 | 489953 | 489953 | 489953 | 489952
SegNum-20 | 489829 | 490036 | 490036 | 490036 | 490036 | 490036 | 490036 | 490036 | 490036 | 490036 | 490036 | 490036 | 490036 | 490036 | 490036 | 490036 | 490036 | 490036 | 490036 | 490036 | 490036 | 490036 | 490036 | 490036 | 490036 | 490036 | 490036 | 490036 | 490036 | 490036 | 490036 | 490036 | 490036 | 490036 | 490036 | 490036 | 490036 | 490036 | 490036 | 490036 | 490036 | 490036 | 490036 | 490036 | 490036 | 490036 | 490036 | 490036 | 490036 | 490036 | 490036 | 490036 | 490036 | 490036 | 489829 | 489992 | 489992 | 489992 | 489992 | 489992 | 489992 | 489992 | 489992 | 489992 | 489992 | 489992 | 489992 | 489992 | 489992 | 489992 | 489992 | 489992 | 489992 | 489992 | 489992 | 489992 | 489992 | 489992 | 489992 | 489992 | 489992 | 489992 | 489992 | 489992 | 489992 | 489992 | 489992 | 489992 | 489992 | 489992 | 489992 | 489992 | 489992 | 489992 | 489992 | 489992 | 489992 | 489992 | 489992 | 489992 | 489992 | 489992 | 489992 | 489992 | 489992 | 489992 | 489992 | 489992 | 489992 | 489992
Refrigerant Side Temperature [C]
| Tube 1 | Tube 2 | Tube 3 | Tube 4 | Tube 5 | Tube 6 | Tube 7 | Tube 8 | Tube 9 | Tube 10 | Tube 11 | Tube 12 | Tube 13 | Tube 14 | Tube 15 | Tube 16 | Tube 17 | Tube 18 | Tube 19 | Tube 20 | Tube 21 | Tube 22 | Tube 23 | Tube 24 | Tube 25 | Tube 26 | Tube 27 | Tube 28 | Tube 29 | Tube 30 | Tube 31 | Tube 32 | Tube 33 | Tube 34 | Tube 35 | Tube 36 | Tube 37 | Tube 38 | Tube 39 | Tube 40 | Tube 41 | Tube 42 | Tube 43 | Tube 44 | Tube 45 | Tube 46 | Tube 47 | Tube 48 | Tube 49 | Tube 50 | Tube 51 | Tube 52 | Tube 53 | Tube 54 | Tube 55 | Tube 56 | Tube 57 | Tube 58 | Tube 59 | Tube 60 | Tube 61 | Tube 62 | Tube 63 | Tube 64 | Tube 65 | Tube 66 | Tube 67 | Tube 68 | Tube 69 | Tube 70 | Tube 71 | Tube 72 | Tube 73 | Tube 74 | Tube 75 | Tube 76 | Tube 77 | Tube 78 | Tube 79 | Tube 80 | Tube 81 | Tube 82 | Tube 83 | Tube 84 | Tube 85 | Tube 86 | Tube 87 | Tube 88 | Tube 89 | Tube 90 | Tube 91 | Tube 92 | Tube 93 | Tube 94 | Tube 95 | Tube 96 | Tube 97 | Tube 98 | Tube 99 | Tube 100 | Tube 101 | Tube 102 | Tube 103 | Tube 104 | Tube 105 | Tube 106 | Tube 107 | Tube 108 | Tube 109 | Tube 110
SegNum-1 | 1.102 | 1.102 | 1.102 | 1.102 | 1.102 | 1.102 | 1.102 | 1.102 | 1.102 | 1.102 | 1.102 | 1.102 | 1.102 | 1.102 | 1.102 | 1.102 | 1.102 | 1.102 | 1.102 | 1.102 | 1.102 | 1.102 | 1.102 | 1.102 | 1.102 | 1.102 | 1.102 | 1.102 | 1.102 | 1.102 | 1.102 | 1.102 | 1.102 | 1.102 | 1.102 | 1.102 | 1.102 | 1.102 | 1.102 | 1.102 | 1.102 | 1.102 | 1.102 | 1.102 | 1.102 | 1.102 | 1.102 | 1.102 | 1.102 | 1.102 | 1.102 | 1.102 | 1.102 | 1.102 | 1.102 | 14.176 | 4.331 | 4.331 | 4.331 | 4.331 | 4.331 | 4.331 | 4.331 | 4.331 | 4.331 | 4.331 | 4.331 | 4.331 | 4.331 | 4.331 | 4.331 | 4.331 | 4.331 | 4.331 | 4.331 | 4.331 | 4.331 | 4.331 | 4.331 | 4.331 | 4.331 | 4.331 | 4.331 | 4.331 | 4.331 | 4.331 | 4.331 | 4.331 | 4.331 | 4.331 | 4.331 | 4.331 | 4.331 | 4.331 | 4.331 | 4.331 | 4.331 | 4.331 | 4.331 | 4.331 | 4.331 | 4.331 | 4.331 | 4.331 | 4.331 | 4.331 | 4.331 | 4.331 | 4.331 | 14.176
SegNum-2 | 1.1 | 1.1 | 1.1 | 1.1 | 1.1 | 1.1 | 1.1 | 1.1 | 1.1 | 1.1 | 1.1 | 1.1 | 1.1 | 1.1 | 1.1 | 1.1 | 1.1 | 1.1 | 1.1 | 1.1 | 1.1 | 1.1 | 1.1 | 1.1 | 1.1 | 1.1 | 1.1 | 1.1 | 1.1 | 1.1 | 1.1 | 1.1 | 1.1 | 1.1 | 1.1 | 1.1 | 1.1 | 1.1 | 1.1 | 1.1 | 1.1 | 1.1 | 1.1 | 1.1 | 1.1 | 1.1 | 1.1 | 1.1 | 1.1 | 1.1 | 1.1 | 1.1 | 1.1 | 1.1 | 1.1 | 12.919 | 1.001 | 1.001 | 1.001 | 1.001 | 1.001 | 1.001 | 1.001 | 1.001 | 1.001 | 1.001 | 1.001 | 1.001 | 1.001 | 1.001 | 1.001 | 1.001 | 1.001 | 1.001 | 1.001 | 1.001 | 1.001 | 1.001 | 1.001 | 1.001 | 1.001 | 1.001 | 1.001 | 1.001 | 1.001 | 1.001 | 1.001 | 1.001 | 1.001 | 1.001 | 1.001 | 1.001 | 1.001 | 1.001 | 1.001 | 1.001 | 1.001 | 1.001 | 1.001 | 1.001 | 1.001 | 1.001 | 1.001 | 1.001 | 1.001 | 1.001 | 1.001 | 1.001 | 1.001 | 12.919
SegNum-3 | 1.098 | 1.099 | 1.099 | 1.099 | 1.099 | 1.099 | 1.099 | 1.099 | 1.099 | 1.099 | 1.099 | 1.099 | 1.099 | 1.099 | 1.099 | 1.099 | 1.099 | 1.099 | 1.099 | 1.099 | 1.099 | 1.099 | 1.099 | 1.099 | 1.099 | 1.099 | 1.099 | 1.099 | 1.099 | 1.099 | 1.099 | 1.099 | 1.099 | 1.099 | 1.099 | 1.099 | 1.099 | 1.099 | 1.099 | 1.099 | 1.099 | 1.099 | 1.099 | 1.099 | 1.099 | 1.099 | 1.099 | 1.099 | 1.099 | 1.099 | 1.099 | 1.099 | 1.099 | 1.099 | 1.098 | 11.385 | 1.003 | 1.003 | 1.003 | 1.003 | 1.003 | 1.003 | 1.003 | 1.003 | 1.003 | 1.003 | 1.003 | 1.003 | 1.003 | 1.003 | 1.003 | 1.003 | 1.003 | 1.003 | 1.003 | 1.003 | 1.003 | 1.003 | 1.003 | 1.003 | 1.003 | 1.003 | 1.003 | 1.003 | 1.003 | 1.003 | 1.003 | 1.003 | 1.003 | 1.003 | 1.003 | 1.003 | 1.003 | 1.003 | 1.003 | 1.003 | 1.003 | 1.003 | 1.003 | 1.003 | 1.003 | 1.003 | 1.003 | 1.003 | 1.003 | 1.003 | 1.003 | 1.003 | 1.003 | 11.385
SegNum-4 | 1.096 | 1.097 | 1.097 | 1.097 | 1.097 | 1.097 | 1.097 | 1.097 | 1.097 | 1.097 | 1.097 | 1.097 | 1.097 | 1.097 | 1.097 | 1.097 | 1.097 | 1.097 | 1.097 | 1.097 | 1.097 | 1.097 | 1.097 | 1.097 | 1.097 | 1.097 | 1.097 | 1.097 | 1.097 | 1.097 | 1.097 | 1.097 | 1.097 | 1.097 | 1.097 | 1.097 | 1.097 | 1.097 | 1.097 | 1.097 | 1.097 | 1.097 | 1.097 | 1.097 | 1.097 | 1.097 | 1.097 | 1.097 | 1.097 | 1.097 | 1.097 | 1.097 | 1.097 | 1.097 | 1.096 | 9.511 | 1.005 | 1.005 | 1.005 | 1.005 | 1.005 | 1.005 | 1.005 | 1.005 | 1.005 | 1.005 | 1.005 | 1.005 | 1.005 | 1.005 | 1.005 | 1.005 | 1.005 | 1.005 | 1.005 | 1.005 | 1.005 | 1.005 | 1.005 | 1.005 | 1.005 | 1.005 | 1.005 | 1.005 | 1.005 | 1.005 | 1.005 | 1.005 | 1.005 | 1.005 | 1.005 | 1.005 | 1.005 | 1.005 | 1.005 | 1.005 | 1.005 | 1.005 | 1.005 | 1.005 | 1.005 | 1.005 | 1.005 | 1.005 | 1.005 | 1.005 | 1.005 | 1.005 | 1.005 | 9.511
SegNum-5 | 1.093 | 1.095 | 1.095 | 1.095 | 1.095 | 1.095 | 1.095 | 1.095 | 1.095 | 1.095 | 1.095 | 1.095 | 1.095 | 1.095 | 1.095 | 1.095 | 1.095 | 1.095 | 1.095 | 1.095 | 1.095 | 1.095 | 1.095 | 1.095 | 1.095 | 1.095 | 1.095 | 1.095 | 1.095 | 1.095 | 1.095 | 1.095 | 1.095 | 1.095 | 1.095 | 1.095 | 1.095 | 1.095 | 1.095 | 1.095 | 1.095 | 1.095 | 1.095 | 1.095 | 1.095 | 1.095 | 1.095 | 1.095 | 1.095 | 1.095 | 1.095 | 1.095 | 1.095 | 1.095 | 1.093 | 7.217 | 1.008 | 1.008 | 1.008 | 1.008 | 1.008 | 1.008 | 1.008 | 1.008 | 1.008 | 1.008 | 1.008 | 1.008 | 1.008 | 1.008 | 1.008 | 1.008 | 1.008 | 1.008 | 1.008 | 1.008 | 1.008 | 1.008 | 1.008 | 1.008 | 1.008 | 1.008 | 1.008 | 1.008 | 1.008 | 1.008 | 1.008 | 1.008 | 1.008 | 1.008 | 1.008 | 1.008 | 1.008 | 1.008 | 1.008 | 1.008 | 1.008 | 1.008 | 1.008 | 1.008 | 1.008 | 1.008 | 1.008 | 1.008 | 1.008 | 1.008 | 1.008 | 1.008 | 1.008 | 7.217
SegNum-6 | 1.091 | 1.093 | 1.093 | 1.093 | 1.093 | 1.093 | 1.093 | 1.093 | 1.093 | 1.093 | 1.093 | 1.093 | 1.093 | 1.093 | 1.093 | 1.093 | 1.093 | 1.093 | 1.093 | 1.093 | 1.093 | 1.093 | 1.093 | 1.093 | 1.093 | 1.093 | 1.093 | 1.093 | 1.093 | 1.093 | 1.093 | 1.093 | 1.093 | 1.093 | 1.093 | 1.093 | 1.093 | 1.093 | 1.093 | 1.093 | 1.093 | 1.093 | 1.093 | 1.093 | 1.093 | 1.093 | 1.093 | 1.093 | 1.093 | 1.093 | 1.093 | 1.093 | 1.093 | 1.093 | 1.091 | 4.403 | 1.011 | 1.011 | 1.011 | 1.011 | 1.011 | 1.011 | 1.011 | 1.011 | 1.011 | 1.011 | 1.011 | 1.011 | 1.011 | 1.011 | 1.011 | 1.011 | 1.011 | 1.011 | 1.011 | 1.011 | 1.011 | 1.011 | 1.011 | 1.011 | 1.011 | 1.011 | 1.011 | 1.011 | 1.011 | 1.011 | 1.011 | 1.011 | 1.011 | 1.011 | 1.011 | 1.011 | 1.011 | 1.011 | 1.011 | 1.011 | 1.011 | 1.011 | 1.011 | 1.011 | 1.011 | 1.011 | 1.011 | 1.011 | 1.011 | 1.011 | 1.011 | 1.011 | 1.011 | 4.403
SegNum-7 | 1.088 | 1.091 | 1.091 | 1.091 | 1.091 | 1.091 | 1.091 | 1.091 | 1.091 | 1.091 | 1.091 | 1.091 | 1.091 | 1.091 | 1.091 | 1.091 | 1.091 | 1.091 | 1.091 | 1.091 | 1.091 | 1.091 | 1.091 | 1.091 | 1.091 | 1.091 | 1.091 | 1.091 | 1.091 | 1.091 | 1.091 | 1.091 | 1.091 | 1.091 | 1.091 | 1.091 | 1.091 | 1.091 | 1.091 | 1.091 | 1.091 | 1.091 | 1.091 | 1.091 | 1.091 | 1.091 | 1.091 | 1.091 | 1.091 | 1.091 | 1.091 | 1.091 | 1.091 | 1.091 | 1.088 | 1.016 | 1.015 | 1.015 | 1.015 | 1.015 | 1.015 | 1.015 | 1.015 | 1.015 | 1.015 | 1.015 | 1.015 | 1.015 | 1.015 | 1.015 | 1.015 | 1.015 | 1.015 | 1.015 | 1.015 | 1.015 | 1.015 | 1.015 | 1.015 | 1.015 | 1.015 | 1.015 | 1.015 | 1.015 | 1.015 | 1.015 | 1.015 | 1.015 | 1.015 | 1.015 | 1.015 | 1.015 | 1.015 | 1.015 | 1.015 | 1.015 | 1.015 | 1.015 | 1.015 | 1.015 | 1.015 | 1.015 | 1.015 | 1.015 | 1.015 | 1.015 | 1.015 | 1.015 | 1.015 | 1.016
SegNum-8 | 1.085 | 1.088 | 1.088 | 1.088 | 1.088 | 1.088 | 1.088 | 1.088 | 1.088 | 1.088 | 1.088 | 1.088 | 1.088 | 1.088 | 1.088 | 1.088 | 1.088 | 1.088 | 1.088 | 1.088 | 1.088 | 1.088 | 1.088 | 1.088 | 1.088 | 1.088 | 1.088 | 1.088 | 1.088 | 1.088 | 1.088 | 1.088 | 1.088 | 1.088 | 1.088 | 1.088 | 1.088 | 1.088 | 1.088 | 1.088 | 1.088 | 1.088 | 1.088 | 1.088 | 1.088 | 1.088 | 1.088 | 1.088 | 1.088 | 1.088 | 1.088 | 1.088 | 1.088 | 1.088 | 1.085 | 1.018 | 1.018 | 1.018 | 1.018 | 1.018 | 1.018 | 1.018 | 1.018 | 1.018 | 1.018 | 1.018 | 1.018 | 1.018 | 1.018 | 1.018 | 1.018 | 1.018 | 1.018 | 1.018 | 1.018 | 1.018 | 1.018 | 1.018 | 1.018 | 1.018 | 1.018 | 1.018 | 1.018 | 1.018 | 1.018 | 1.018 | 1.018 | 1.018 | 1.018 | 1.018 | 1.018 | 1.018 | 1.018 | 1.018 | 1.018 | 1.018 | 1.018 | 1.018 | 1.018 | 1.018 | 1.018 | 1.018 | 1.018 | 1.018 | 1.018 | 1.018 | 1.018 | 1.018 | 1.018 | 1.018
SegNum-9 | 1.082 | 1.086 | 1.086 | 1.086 | 1.086 | 1.086 | 1.086 | 1.086 | 1.086 | 1.086 | 1.086 | 1.086 | 1.086 | 1.086 | 1.086 | 1.086 | 1.086 | 1.086 | 1.086 | 1.086 | 1.086 | 1.086 | 1.086 | 1.086 | 1.086 | 1.086 | 1.086 | 1.086 | 1.086 | 1.086 | 1.086 | 1.086 | 1.086 | 1.086 | 1.086 | 1.086 | 1.086 | 1.086 | 1.086 | 1.086 | 1.086 | 1.086 | 1.086 | 1.086 | 1.086 | 1.086 | 1.086 | 1.086 | 1.086 | 1.086 | 1.086 | 1.086 | 1.086 | 1.086 | 1.082 | 1.021 | 1.022 | 1.022 | 1.022 | 1.022 | 1.022 | 1.022 | 1.022 | 1.022 | 1.022 | 1.022 | 1.022 | 1.022 | 1.022 | 1.022 | 1.022 | 1.022 | 1.022 | 1.022 | 1.022 | 1.022 | 1.022 | 1.022 | 1.022 | 1.022 | 1.022 | 1.022 | 1.022 | 1.022 | 1.022 | 1.022 | 1.022 | 1.022 | 1.022 | 1.022 | 1.022 | 1.022 | 1.022 | 1.022 | 1.022 | 1.022 | 1.022 | 1.022 | 1.022 | 1.022 | 1.022 | 1.022 | 1.022 | 1.022 | 1.022 | 1.022 | 1.022 | 1.022 | 1.022 | 1.021
SegNum-10 | 1.079 | 1.084 | 1.084 | 1.084 | 1.084 | 1.084 | 1.084 | 1.084 | 1.084 | 1.084 | 1.084 | 1.084 | 1.084 | 1.084 | 1.084 | 1.084 | 1.084 | 1.084 | 1.084 | 1.084 | 1.084 | 1.084 | 1.084 | 1.084 | 1.084 | 1.084 | 1.084 | 1.084 | 1.084 | 1.084 | 1.084 | 1.084 | 1.084 | 1.084 | 1.084 | 1.084 | 1.084 | 1.084 | 1.084 | 1.084 | 1.084 | 1.084 | 1.084 | 1.084 | 1.084 | 1.084 | 1.084 | 1.084 | 1.084 | 1.084 | 1.084 | 1.084 | 1.084 | 1.084 | 1.079 | 1.024 | 1.025 | 1.025 | 1.025 | 1.025 | 1.025 | 1.025 | 1.025 | 1.025 | 1.025 | 1.025 | 1.025 | 1.025 | 1.025 | 1.025 | 1.025 | 1.025 | 1.025 | 1.025 | 1.025 | 1.025 | 1.025 | 1.025 | 1.025 | 1.025 | 1.025 | 1.025 | 1.025 | 1.025 | 1.025 | 1.025 | 1.025 | 1.025 | 1.025 | 1.025 | 1.025 | 1.025 | 1.025 | 1.025 | 1.025 | 1.025 | 1.025 | 1.025 | 1.025 | 1.025 | 1.025 | 1.025 | 1.025 | 1.025 | 1.025 | 1.025 | 1.025 | 1.025 | 1.025 | 1.024
SegNum-11 | 1.076 | 1.082 | 1.082 | 1.082 | 1.082 | 1.082 | 1.082 | 1.082 | 1.082 | 1.082 | 1.082 | 1.082 | 1.082 | 1.082 | 1.082 | 1.082 | 1.082 | 1.082 | 1.082 | 1.082 | 1.082 | 1.082 | 1.082 | 1.082 | 1.082 | 1.082 | 1.082 | 1.082 | 1.082 | 1.082 | 1.082 | 1.082 | 1.082 | 1.082 | 1.082 | 1.082 | 1.082 | 1.082 | 1.082 | 1.082 | 1.082 | 1.082 | 1.082 | 1.082 | 1.082 | 1.082 | 1.082 | 1.082 | 1.082 | 1.082 | 1.082 | 1.082 | 1.082 | 1.082 | 1.076 | 1.028 | 1.029 | 1.029 | 1.029 | 1.029 | 1.029 | 1.029 | 1.029 | 1.029 | 1.029 | 1.029 | 1.029 | 1.029 | 1.029 | 1.029 | 1.029 | 1.029 | 1.029 | 1.029 | 1.029 | 1.029 | 1.029 | 1.029 | 1.029 | 1.029 | 1.029 | 1.029 | 1.029 | 1.029 | 1.029 | 1.029 | 1.029 | 1.029 | 1.029 | 1.029 | 1.029 | 1.029 | 1.029 | 1.029 | 1.029 | 1.029 | 1.029 | 1.029 | 1.029 | 1.029 | 1.029 | 1.029 | 1.029 | 1.029 | 1.029 | 1.029 | 1.029 | 1.029 | 1.029 | 1.028
SegNum-12 | 1.073 | 1.08 | 1.08 | 1.08 | 1.08 | 1.08 | 1.08 | 1.08 | 1.08 | 1.08 | 1.08 | 1.08 | 1.08 | 1.08 | 1.08 | 1.08 | 1.08 | 1.08 | 1.08 | 1.08 | 1.08 | 1.08 | 1.08 | 1.08 | 1.08 | 1.08 | 1.08 | 1.08 | 1.08 | 1.08 | 1.08 | 1.08 | 1.08 | 1.08 | 1.08 | 1.08 | 1.08 | 1.08 | 1.08 | 1.08 | 1.08 | 1.08 | 1.08 | 1.08 | 1.08 | 1.08 | 1.08 | 1.08 | 1.08 | 1.08 | 1.08 | 1.08 | 1.08 | 1.08 | 1.073 | 1.031 | 1.033 | 1.033 | 1.033 | 1.033 | 1.033 | 1.033 | 1.033 | 1.033 | 1.033 | 1.033 | 1.033 | 1.033 | 1.033 | 1.033 | 1.033 | 1.033 | 1.033 | 1.033 | 1.033 | 1.033 | 1.033 | 1.033 | 1.033 | 1.033 | 1.033 | 1.033 | 1.033 | 1.033 | 1.033 | 1.033 | 1.033 | 1.033 | 1.033 | 1.033 | 1.033 | 1.033 | 1.033 | 1.033 | 1.033 | 1.033 | 1.033 | 1.033 | 1.033 | 1.033 | 1.033 | 1.033 | 1.033 | 1.033 | 1.033 | 1.033 | 1.033 | 1.033 | 1.033 | 1.031
SegNum-13 | 1.07 | 1.078 | 1.078 | 1.078 | 1.078 | 1.078 | 1.078 | 1.078 | 1.078 | 1.078 | 1.078 | 1.078 | 1.078 | 1.078 | 1.078 | 1.078 | 1.078 | 1.078 | 1.078 | 1.078 | 1.078 | 1.078 | 1.078 | 1.078 | 1.078 | 1.078 | 1.078 | 1.078 | 1.078 | 1.078 | 1.078 | 1.078 | 1.078 | 1.078 | 1.078 | 1.078 | 1.078 | 1.078 | 1.078 | 1.078 | 1.078 | 1.078 | 1.078 | 1.078 | 1.078 | 1.078 | 1.078 | 1.078 | 1.078 | 1.078 | 1.078 | 1.078 | 1.078 | 1.078 | 1.07 | 1.035 | 1.036 | 1.036 | 1.036 | 1.036 | 1.036 | 1.036 | 1.036 | 1.036 | 1.036 | 1.036 | 1.036 | 1.036 | 1.036 | 1.036 | 1.036 | 1.036 | 1.036 | 1.036 | 1.036 | 1.036 | 1.036 | 1.036 | 1.036 | 1.036 | 1.036 | 1.036 | 1.036 | 1.036 | 1.036 | 1.036 | 1.036 | 1.036 | 1.036 | 1.036 | 1.036 | 1.036 | 1.036 | 1.036 | 1.036 | 1.036 | 1.036 | 1.036 | 1.036 | 1.036 | 1.036 | 1.036 | 1.036 | 1.036 | 1.036 | 1.036 | 1.036 | 1.036 | 1.036 | 1.035
SegNum-14 | 1.066 | 1.075 | 1.075 | 1.075 | 1.075 | 1.075 | 1.075 | 1.075 | 1.075 | 1.075 | 1.075 | 1.075 | 1.075 | 1.075 | 1.075 | 1.075 | 1.075 | 1.075 | 1.075 | 1.075 | 1.075 | 1.075 | 1.075 | 1.075 | 1.075 | 1.075 | 1.075 | 1.075 | 1.075 | 1.075 | 1.075 | 1.075 | 1.075 | 1.075 | 1.075 | 1.075 | 1.075 | 1.075 | 1.075 | 1.075 | 1.075 | 1.075 | 1.075 | 1.075 | 1.075 | 1.075 | 1.075 | 1.075 | 1.075 | 1.075 | 1.075 | 1.075 | 1.075 | 1.075 | 1.066 | 1.039 | 1.04 | 1.04 | 1.04 | 1.04 | 1.04 | 1.04 | 1.04 | 1.04 | 1.04 | 1.04 | 1.04 | 1.04 | 1.04 | 1.04 | 1.04 | 1.04 | 1.04 | 1.04 | 1.04 | 1.04 | 1.04 | 1.04 | 1.04 | 1.04 | 1.04 | 1.04 | 1.04 | 1.04 | 1.04 | 1.04 | 1.04 | 1.04 | 1.04 | 1.04 | 1.04 | 1.04 | 1.04 | 1.04 | 1.04 | 1.04 | 1.04 | 1.04 | 1.04 | 1.04 | 1.04 | 1.04 | 1.04 | 1.04 | 1.04 | 1.04 | 1.04 | 1.04 | 1.04 | 1.039
SegNum-15 | 1.063 | 1.073 | 1.073 | 1.073 | 1.073 | 1.073 | 1.073 | 1.073 | 1.073 | 1.073 | 1.073 | 1.073 | 1.073 | 1.073 | 1.073 | 1.073 | 1.073 | 1.073 | 1.073 | 1.073 | 1.073 | 1.073 | 1.073 | 1.073 | 1.073 | 1.073 | 1.073 | 1.073 | 1.073 | 1.073 | 1.073 | 1.073 | 1.073 | 1.073 | 1.073 | 1.073 | 1.073 | 1.073 | 1.073 | 1.073 | 1.073 | 1.073 | 1.073 | 1.073 | 1.073 | 1.073 | 1.073 | 1.073 | 1.073 | 1.073 | 1.073 | 1.073 | 1.073 | 1.073 | 1.063 | 1.042 | 1.043 | 1.043 | 1.043 | 1.043 | 1.043 | 1.043 | 1.043 | 1.043 | 1.043 | 1.043 | 1.043 | 1.043 | 1.043 | 1.043 | 1.043 | 1.043 | 1.043 | 1.043 | 1.043 | 1.043 | 1.043 | 1.043 | 1.043 | 1.043 | 1.043 | 1.043 | 1.043 | 1.043 | 1.043 | 1.043 | 1.043 | 1.043 | 1.043 | 1.043 | 1.043 | 1.043 | 1.043 | 1.043 | 1.043 | 1.043 | 1.043 | 1.043 | 1.043 | 1.043 | 1.043 | 1.043 | 1.043 | 1.043 | 1.043 | 1.043 | 1.043 | 1.043 | 1.043 | 1.042
SegNum-16 | 1.06 | 1.071 | 1.071 | 1.071 | 1.071 | 1.071 | 1.071 | 1.071 | 1.071 | 1.071 | 1.071 | 1.071 | 1.071 | 1.071 | 1.071 | 1.071 | 1.071 | 1.071 | 1.071 | 1.071 | 1.071 | 1.071 | 1.071 | 1.071 | 1.071 | 1.071 | 1.071 | 1.071 | 1.071 | 1.071 | 1.071 | 1.071 | 1.071 | 1.071 | 1.071 | 1.071 | 1.071 | 1.071 | 1.071 | 1.071 | 1.071 | 1.071 | 1.071 | 1.071 | 1.071 | 1.071 | 1.071 | 1.071 | 1.071 | 1.071 | 1.071 | 1.071 | 1.071 | 1.071 | 1.06 | 1.046 | 1.046 | 1.046 | 1.046 | 1.046 | 1.046 | 1.046 | 1.046 | 1.046 | 1.046 | 1.046 | 1.046 | 1.046 | 1.046 | 1.046 | 1.046 | 1.046 | 1.046 | 1.046 | 1.046 | 1.046 | 1.046 | 1.046 | 1.046 | 1.046 | 1.046 | 1.046 | 1.046 | 1.046 | 1.046 | 1.046 | 1.046 | 1.046 | 1.046 | 1.046 | 1.046 | 1.046 | 1.046 | 1.046 | 1.046 | 1.046 | 1.046 | 1.046 | 1.046 | 1.046 | 1.046 | 1.046 | 1.046 | 1.046 | 1.046 | 1.046 | 1.046 | 1.046 | 1.046 | 1.046
SegNum-17 | 1.057 | 1.068 | 1.068 | 1.068 | 1.068 | 1.068 | 1.068 | 1.068 | 1.068 | 1.068 | 1.068 | 1.068 | 1.068 | 1.068 | 1.068 | 1.068 | 1.068 | 1.068 | 1.068 | 1.068 | 1.068 | 1.068 | 1.068 | 1.068 | 1.068 | 1.068 | 1.068 | 1.068 | 1.068 | 1.068 | 1.068 | 1.068 | 1.068 | 1.068 | 1.068 | 1.068 | 1.068 | 1.068 | 1.068 | 1.068 | 1.068 | 1.068 | 1.068 | 1.068 | 1.068 | 1.068 | 1.068 | 1.068 | 1.068 | 1.068 | 1.068 | 1.068 | 1.068 | 1.068 | 1.057 | 1.049 | 1.049 | 1.049 | 1.049 | 1.049 | 1.049 | 1.049 | 1.049 | 1.049 | 1.049 | 1.049 | 1.049 | 1.049 | 1.049 | 1.049 | 1.049 | 1.049 | 1.049 | 1.049 | 1.049 | 1.049 | 1.049 | 1.049 | 1.049 | 1.049 | 1.049 | 1.049 | 1.049 | 1.049 | 1.049 | 1.049 | 1.049 | 1.049 | 1.049 | 1.049 | 1.049 | 1.049 | 1.049 | 1.049 | 1.049 | 1.049 | 1.049 | 1.049 | 1.049 | 1.049 | 1.049 | 1.049 | 1.049 | 1.049 | 1.049 | 1.049 | 1.049 | 1.049 | 1.049 | 1.049
SegNum-18 | 1.053 | 1.066 | 1.066 | 1.066 | 1.066 | 1.066 | 1.066 | 1.066 | 1.066 | 1.066 | 1.066 | 1.066 | 1.066 | 1.066 | 1.066 | 1.066 | 1.066 | 1.066 | 1.066 | 1.066 | 1.066 | 1.066 | 1.066 | 1.066 | 1.066 | 1.066 | 1.066 | 1.066 | 1.066 | 1.066 | 1.066 | 1.066 | 1.066 | 1.066 | 1.066 | 1.066 | 1.066 | 1.066 | 1.066 | 1.066 | 1.066 | 1.066 | 1.066 | 1.066 | 1.066 | 1.066 | 1.066 | 1.066 | 1.066 | 1.066 | 1.066 | 1.066 | 1.066 | 1.066 | 1.053 | 1.052 | 1.052 | 1.052 | 1.052 | 1.052 | 1.052 | 1.052 | 1.052 | 1.052 | 1.052 | 1.052 | 1.052 | 1.052 | 1.052 | 1.052 | 1.052 | 1.052 | 1.052 | 1.052 | 1.052 | 1.052 | 1.052 | 1.052 | 1.052 | 1.052 | 1.052 | 1.052 | 1.052 | 1.052 | 1.052 | 1.052 | 1.052 | 1.052 | 1.052 | 1.052 | 1.052 | 1.052 | 1.052 | 1.052 | 1.052 | 1.052 | 1.052 | 1.052 | 1.052 | 1.052 | 1.052 | 1.052 | 1.052 | 1.052 | 1.052 | 1.052 | 1.052 | 1.052 | 1.052 | 1.052
SegNum-19 | 1.05 | 1.064 | 1.064 | 1.064 | 1.064 | 1.064 | 1.064 | 1.064 | 1.064 | 1.064 | 1.064 | 1.064 | 1.064 | 1.064 | 1.064 | 1.064 | 1.064 | 1.064 | 1.064 | 1.064 | 1.064 | 1.064 | 1.064 | 1.064 | 1.064 | 1.064 | 1.064 | 1.064 | 1.064 | 1.064 | 1.064 | 1.064 | 1.064 | 1.064 | 1.064 | 1.064 | 1.064 | 1.064 | 1.064 | 1.064 | 1.064 | 1.064 | 1.064 | 1.064 | 1.064 | 1.064 | 1.064 | 1.064 | 1.064 | 1.064 | 1.064 | 1.064 | 1.064 | 1.064 | 1.05 | 1.055 | 1.055 | 1.055 | 1.055 | 1.055 | 1.055 | 1.055 | 1.055 | 1.055 | 1.055 | 1.055 | 1.055 | 1.055 | 1.055 | 1.055 | 1.055 | 1.055 | 1.055 | 1.055 | 1.055 | 1.055 | 1.055 | 1.055 | 1.055 | 1.055 | 1.055 | 1.055 | 1.055 | 1.055 | 1.055 | 1.055 | 1.055 | 1.055 | 1.055 | 1.055 | 1.055 | 1.055 | 1.055 | 1.055 | 1.055 | 1.055 | 1.055 | 1.055 | 1.055 | 1.055 | 1.055 | 1.055 | 1.055 | 1.055 | 1.055 | 1.055 | 1.055 | 1.055 | 1.055 | 1.055
SegNum-20 | 1.047 | 1.061 | 1.061 | 1.061 | 1.061 | 1.061 | 1.061 | 1.061 | 1.061 | 1.061 | 1.061 | 1.061 | 1.061 | 1.061 | 1.061 | 1.061 | 1.061 | 1.061 | 1.061 | 1.061 | 1.061 | 1.061 | 1.061 | 1.061 | 1.061 | 1.061 | 1.061 | 1.061 | 1.061 | 1.061 | 1.061 | 1.061 | 1.061 | 1.061 | 1.061 | 1.061 | 1.061 | 1.061 | 1.061 | 1.061 | 1.061 | 1.061 | 1.061 | 1.061 | 1.061 | 1.061 | 1.061 | 1.061 | 1.061 | 1.061 | 1.061 | 1.061 | 1.061 | 1.061 | 1.047 | 1.058 | 1.058 | 1.058 | 1.058 | 1.058 | 1.058 | 1.058 | 1.058 | 1.058 | 1.058 | 1.058 | 1.058 | 1.058 | 1.058 | 1.058 | 1.058 | 1.058 | 1.058 | 1.058 | 1.058 | 1.058 | 1.058 | 1.058 | 1.058 | 1.058 | 1.058 | 1.058 | 1.058 | 1.058 | 1.058 | 1.058 | 1.058 | 1.058 | 1.058 | 1.058 | 1.058 | 1.058 | 1.058 | 1.058 | 1.058 | 1.058 | 1.058 | 1.058 | 1.058 | 1.058 | 1.058 | 1.058 | 1.058 | 1.058 | 1.058 | 1.058 | 1.058 | 1.058 | 1.058 | 1.058
Refrigerant Quality/Mass Fraction
| Tube 1 | Tube 2 | Tube 3 | Tube 4 | Tube 5 | Tube 6 | Tube 7 | Tube 8 | Tube 9 | Tube 10 | Tube 11 | Tube 12 | Tube 13 | Tube 14 | Tube 15 | Tube 16 | Tube 17 | Tube 18 | Tube 19 | Tube 20 | Tube 21 | Tube 22 | Tube 23 | Tube 24 | Tube 25 | Tube 26 | Tube 27 | Tube 28 | Tube 29 | Tube 30 | Tube 31 | Tube 32 | Tube 33 | Tube 34 | Tube 35 | Tube 36 | Tube 37 | Tube 38 | Tube 39 | Tube 40 | Tube 41 | Tube 42 | Tube 43 | Tube 44 | Tube 45 | Tube 46 | Tube 47 | Tube 48 | Tube 49 | Tube 50 | Tube 51 | Tube 52 | Tube 53 | Tube 54 | Tube 55 | Tube 56 | Tube 57 | Tube 58 | Tube 59 | Tube 60 | Tube 61 | Tube 62 | Tube 63 | Tube 64 | Tube 65 | Tube 66 | Tube 67 | Tube 68 | Tube 69 | Tube 70 | Tube 71 | Tube 72 | Tube 73 | Tube 74 | Tube 75 | Tube 76 | Tube 77 | Tube 78 | Tube 79 | Tube 80 | Tube 81 | Tube 82 | Tube 83 | Tube 84 | Tube 85 | Tube 86 | Tube 87 | Tube 88 | Tube 89 | Tube 90 | Tube 91 | Tube 92 | Tube 93 | Tube 94 | Tube 95 | Tube 96 | Tube 97 | Tube 98 | Tube 99 | Tube 100 | Tube 101 | Tube 102 | Tube 103 | Tube 104 | Tube 105 | Tube 106 | Tube 107 | Tube 108 | Tube 109 | Tube 110
SegNum-1 | 0.3175 | 0.30962 | 0.30962 | 0.30962 | 0.30962 | 0.30962 | 0.30962 | 0.30962 | 0.30962 | 0.30962 | 0.30962 | 0.30962 | 0.30962 | 0.30962 | 0.30962 | 0.30962 | 0.30962 | 0.30962 | 0.30962 | 0.30962 | 0.30962 | 0.30962 | 0.30962 | 0.30962 | 0.30962 | 0.30962 | 0.30962 | 0.30962 | 0.30962 | 0.30962 | 0.30962 | 0.30962 | 0.30962 | 0.30962 | 0.30962 | 0.30962 | 0.30962 | 0.30962 | 0.30962 | 0.30962 | 0.30962 | 0.30962 | 0.30962 | 0.30962 | 0.30962 | 0.30962 | 0.30962 | 0.30962 | 0.30962 | 0.30962 | 0.30962 | 0.30962 | 0.30962 | 0.30962 | 0.3175 | 1.0619 | 1.0156 | 1.0156 | 1.0156 | 1.0156 | 1.0156 | 1.0156 | 1.0156 | 1.0156 | 1.0156 | 1.0156 | 1.0156 | 1.0156 | 1.0156 | 1.0156 | 1.0156 | 1.0156 | 1.0156 | 1.0156 | 1.0156 | 1.0156 | 1.0156 | 1.0156 | 1.0156 | 1.0156 | 1.0156 | 1.0156 | 1.0156 | 1.0156 | 1.0156 | 1.0156 | 1.0156 | 1.0156 | 1.0156 | 1.0156 | 1.0156 | 1.0156 | 1.0156 | 1.0156 | 1.0156 | 1.0156 | 1.0156 | 1.0156 | 1.0156 | 1.0156 | 1.0156 | 1.0156 | 1.0156 | 1.0156 | 1.0156 | 1.0156 | 1.0156 | 1.0156 | 1.0156 | 1.0619
SegNum-2 | 0.35221 | 0.32581 | 0.32581 | 0.32581 | 0.32581 | 0.32581 | 0.32581 | 0.32581 | 0.32581 | 0.32581 | 0.32581 | 0.32581 | 0.32581 | 0.32581 | 0.32581 | 0.32581 | 0.32581 | 0.32581 | 0.32581 | 0.32581 | 0.32581 | 0.32581 | 0.32581 | 0.32581 | 0.32581 | 0.32581 | 0.32581 | 0.32581 | 0.32581 | 0.32581 | 0.32581 | 0.32581 | 0.32581 | 0.32581 | 0.32581 | 0.32581 | 0.32581 | 0.32581 | 0.32581 | 0.32581 | 0.32581 | 0.32581 | 0.32581 | 0.32581 | 0.32581 | 0.32581 | 0.32581 | 0.32581 | 0.32581 | 0.32581 | 0.32581 | 0.32581 | 0.32581 | 0.32581 | 0.35221 | 1.056 | 0.99905 | 0.99905 | 0.99905 | 0.99905 | 0.99905 | 0.99905 | 0.99905 | 0.99905 | 0.99905 | 0.99905 | 0.99905 | 0.99905 | 0.99905 | 0.99905 | 0.99905 | 0.99905 | 0.99905 | 0.99905 | 0.99905 | 0.99905 | 0.99905 | 0.99905 | 0.99905 | 0.99905 | 0.99905 | 0.99905 | 0.99905 | 0.99905 | 0.99905 | 0.99905 | 0.99905 | 0.99905 | 0.99905 | 0.99905 | 0.99905 | 0.99905 | 0.99905 | 0.99905 | 0.99905 | 0.99905 | 0.99905 | 0.99905 | 0.99905 | 0.99905 | 0.99905 | 0.99905 | 0.99905 | 0.99905 | 0.99905 | 0.99905 | 0.99905 | 0.99905 | 0.99905 | 1.056
SegNum-3 | 0.38626 | 0.33485 | 0.33485 | 0.33485 | 0.33485 | 0.33485 | 0.33485 | 0.33485 | 0.33485 | 0.33485 | 0.33485 | 0.33485 | 0.33485 | 0.33485 | 0.33485 | 0.33485 | 0.33485 | 0.33485 | 0.33485 | 0.33485 | 0.33485 | 0.33485 | 0.33485 | 0.33485 | 0.33485 | 0.33485 | 0.33485 | 0.33485 | 0.33485 | 0.33485 | 0.33485 | 0.33485 | 0.33485 | 0.33485 | 0.33485 | 0.33485 | 0.33485 | 0.33485 | 0.33485 | 0.33485 | 0.33485 | 0.33485 | 0.33485 | 0.33485 | 0.33485 | 0.33485 | 0.33485 | 0.33485 | 0.33485 | 0.33485 | 0.33485 | 0.33485 | 0.33485 | 0.33485 | 0.38626 | 1.0487 | 0.9732 | 0.9732 | 0.9732 | 0.9732 | 0.9732 | 0.9732 | 0.9732 | 0.9732 | 0.9732 | 0.9732 | 0.9732 | 0.9732 | 0.9732 | 0.9732 | 0.9732 | 0.9732 | 0.9732 | 0.9732 | 0.9732 | 0.9732 | 0.9732 | 0.9732 | 0.9732 | 0.9732 | 0.9732 | 0.9732 | 0.9732 | 0.9732 | 0.9732 | 0.9732 | 0.9732 | 0.9732 | 0.9732 | 0.9732 | 0.9732 | 0.9732 | 0.9732 | 0.9732 | 0.9732 | 0.9732 | 0.9732 | 0.9732 | 0.9732 | 0.9732 | 0.9732 | 0.9732 | 0.9732 | 0.9732 | 0.9732 | 0.9732 | 0.9732 | 0.9732 | 0.9732 | 1.0487
SegNum-4 | 0.41938 | 0.33979 | 0.33979 | 0.33979 | 0.33979 | 0.33979 | 0.33979 | 0.33979 | 0.33979 | 0.33979 | 0.33979 | 0.33979 | 0.33979 | 0.33979 | 0.33979 | 0.33979 | 0.33979 | 0.33979 | 0.33979 | 0.33979 | 0.33979 | 0.33979 | 0.33979 | 0.33979 | 0.33979 | 0.33979 | 0.33979 | 0.33979 | 0.33979 | 0.33979 | 0.33979 | 0.33979 | 0.33979 | 0.33979 | 0.33979 | 0.33979 | 0.33979 | 0.33979 | 0.33979 | 0.33979 | 0.33979 | 0.33979 | 0.33979 | 0.33979 | 0.33979 | 0.33979 | 0.33979 | 0.33979 | 0.33979 | 0.33979 | 0.33979 | 0.33979 | 0.33979 | 0.33979 | 0.41938 | 1.0399 | 0.94206 | 0.94206 | 0.94206 | 0.94206 | 0.94206 | 0.94206 | 0.94206 | 0.94206 | 0.94206 | 0.94206 | 0.94206 | 0.94206 | 0.94206 | 0.94206 | 0.94206 | 0.94206 | 0.94206 | 0.94206 | 0.94206 | 0.94206 | 0.94206 | 0.94206 | 0.94206 | 0.94206 | 0.94206 | 0.94206 | 0.94206 | 0.94206 | 0.94206 | 0.94206 | 0.94206 | 0.94206 | 0.94206 | 0.94206 | 0.94206 | 0.94206 | 0.94206 | 0.94206 | 0.94206 | 0.94206 | 0.94206 | 0.94206 | 0.94206 | 0.94206 | 0.94206 | 0.94206 | 0.94206 | 0.94206 | 0.94206 | 0.94206 | 0.94206 | 0.94206 | 0.94206 | 1.0399
SegNum-5 | 0.45126 | 0.34475 | 0.34475 | 0.34475 | 0.34475 | 0.34475 | 0.34475 | 0.34475 | 0.34475 | 0.34475 | 0.34475 | 0.34475 | 0.34475 | 0.34475 | 0.34475 | 0.34475 | 0.34475 | 0.34475 | 0.34475 | 0.34475 | 0.34475 | 0.34475 | 0.34475 | 0.34475 | 0.34475 | 0.34475 | 0.34475 | 0.34475 | 0.34475 | 0.34475 | 0.34475 | 0.34475 | 0.34475 | 0.34475 | 0.34475 | 0.34475 | 0.34475 | 0.34475 | 0.34475 | 0.34475 | 0.34475 | 0.34475 | 0.34475 | 0.34475 | 0.34475 | 0.34475 | 0.34475 | 0.34475 | 0.34475 | 0.34475 | 0.34475 | 0.34475 | 0.34475 | 0.34475 | 0.45126 | 1.0291 | 0.91094 | 0.91094 | 0.91094 | 0.91094 | 0.91094 | 0.91094 | 0.91094 | 0.91094 | 0.91094 | 0.91094 | 0.91094 | 0.91094 | 0.91094 | 0.91094 | 0.91094 | 0.91094 | 0.91094 | 0.91094 | 0.91094 | 0.91094 | 0.91094 | 0.91094 | 0.91094 | 0.91094 | 0.91094 | 0.91094 | 0.91094 | 0.91094 | 0.91094 | 0.91094 | 0.91094 | 0.91094 | 0.91094 | 0.91094 | 0.91094 | 0.91094 | 0.91094 | 0.91094 | 0.91094 | 0.91094 | 0.91094 | 0.91094 | 0.91094 | 0.91094 | 0.91094 | 0.91094 | 0.91094 | 0.91094 | 0.91094 | 0.91094 | 0.91094 | 0.91094 | 0.91094 | 1.0291
SegNum-6 | 0.48151 | 0.34976 | 0.34976 | 0.34976 | 0.34976 | 0.34976 | 0.34976 | 0.34976 | 0.34976 | 0.34976 | 0.34976 | 0.34976 | 0.34976 | 0.34976 | 0.34976 | 0.34976 | 0.34976 | 0.34976 | 0.34976 | 0.34976 | 0.34976 | 0.34976 | 0.34976 | 0.34976 | 0.34976 | 0.34976 | 0.34976 | 0.34976 | 0.34976 | 0.34976 | 0.34976 | 0.34976 | 0.34976 | 0.34976 | 0.34976 | 0.34976 | 0.34976 | 0.34976 | 0.34976 | 0.34976 | 0.34976 | 0.34976 | 0.34976 | 0.34976 | 0.34976 | 0.34976 | 0.34976 | 0.34976 | 0.34976 | 0.34976 | 0.34976 | 0.34976 | 0.34976 | 0.34976 | 0.48151 | 1.0159 | 0.87986 | 0.87986 | 0.87986 | 0.87986 | 0.87986 | 0.87986 | 0.87986 | 0.87986 | 0.87986 | 0.87986 | 0.87986 | 0.87986 | 0.87986 | 0.87986 | 0.87986 | 0.87986 | 0.87986 | 0.87986 | 0.87986 | 0.87986 | 0.87986 | 0.87986 | 0.87986 | 0.87986 | 0.87986 | 0.87986 | 0.87986 | 0.87986 | 0.87986 | 0.87986 | 0.87986 | 0.87986 | 0.87986 | 0.87986 | 0.87986 | 0.87986 | 0.87986 | 0.87986 | 0.87986 | 0.87986 | 0.87986 | 0.87986 | 0.87986 | 0.87986 | 0.87986 | 0.87986 | 0.87986 | 0.87986 | 0.87986 | 0.87986 | 0.87986 | 0.87986 | 0.87986 | 1.0159
SegNum-7 | 0.50518 | 0.35481 | 0.35481 | 0.35481 | 0.35481 | 0.35481 | 0.35481 | 0.35481 | 0.35481 | 0.35481 | 0.35481 | 0.35481 | 0.35481 | 0.35481 | 0.35481 | 0.35481 | 0.35481 | 0.35481 | 0.35481 | 0.35481 | 0.35481 | 0.35481 | 0.35481 | 0.35481 | 0.35481 | 0.35481 | 0.35481 | 0.35481 | 0.35481 | 0.35481 | 0.35481 | 0.35481 | 0.35481 | 0.35481 | 0.35481 | 0.35481 | 0.35481 | 0.35481 | 0.35481 | 0.35481 | 0.35481 | 0.35481 | 0.35481 | 0.35481 | 0.35481 | 0.35481 | 0.35481 | 0.35481 | 0.35481 | 0.35481 | 0.35481 | 0.35481 | 0.35481 | 0.35481 | 0.50518 | 0.99364 | 0.84882 | 0.84882 | 0.84882 | 0.84882 | 0.84882 | 0.84882 | 0.84882 | 0.84882 | 0.84882 | 0.84882 | 0.84882 | 0.84882 | 0.84882 | 0.84882 | 0.84882 | 0.84882 | 0.84882 | 0.84882 | 0.84882 | 0.84882 | 0.84882 | 0.84882 | 0.84882 | 0.84882 | 0.84882 | 0.84882 | 0.84882 | 0.84882 | 0.84882 | 0.84882 | 0.84882 | 0.84882 | 0.84882 | 0.84882 | 0.84882 | 0.84882 | 0.84882 | 0.84882 | 0.84882 | 0.84882 | 0.84882 | 0.84882 | 0.84882 | 0.84882 | 0.84882 | 0.84882 | 0.84882 | 0.84882 | 0.84882 | 0.84882 | 0.84882 | 0.84882 | 0.84882 | 0.99364
SegNum-8 | 0.51826 | 0.35992 | 0.35992 | 0.35992 | 0.35992 | 0.35992 | 0.35992 | 0.35992 | 0.35992 | 0.35992 | 0.35992 | 0.35992 | 0.35992 | 0.35992 | 0.35992 | 0.35992 | 0.35992 | 0.35992 | 0.35992 | 0.35992 | 0.35992 | 0.35992 | 0.35992 | 0.35992 | 0.35992 | 0.35992 | 0.35992 | 0.35992 | 0.35992 | 0.35992 | 0.35992 | 0.35992 | 0.35992 | 0.35992 | 0.35992 | 0.35992 | 0.35992 | 0.35992 | 0.35992 | 0.35992 | 0.35992 | 0.35992 | 0.35992 | 0.35992 | 0.35992 | 0.35992 | 0.35992 | 0.35992 | 0.35992 | 0.35992 | 0.35992 | 0.35992 | 0.35992 | 0.35992 | 0.51826 | 0.95741 | 0.81784 | 0.81784 | 0.81784 | 0.81784 | 0.81784 | 0.81784 | 0.81784 | 0.81784 | 0.81784 | 0.81784 | 0.81784 | 0.81784 | 0.81784 | 0.81784 | 0.81784 | 0.81784 | 0.81784 | 0.81784 | 0.81784 | 0.81784 | 0.81784 | 0.81784 | 0.81784 | 0.81784 | 0.81784 | 0.81784 | 0.81784 | 0.81784 | 0.81784 | 0.81784 | 0.81784 | 0.81784 | 0.81784 | 0.81784 | 0.81784 | 0.81784 | 0.81784 | 0.81784 | 0.81784 | 0.81784 | 0.81784 | 0.81784 | 0.81784 | 0.81784 | 0.81784 | 0.81784 | 0.81784 | 0.81784 | 0.81784 | 0.81784 | 0.81784 | 0.81784 | 0.81784 | 0.95741
SegNum-9 | 0.52643 | 0.36508 | 0.36508 | 0.36508 | 0.36508 | 0.36508 | 0.36508 | 0.36508 | 0.36508 | 0.36508 | 0.36508 | 0.36508 | 0.36508 | 0.36508 | 0.36508 | 0.36508 | 0.36508 | 0.36508 | 0.36508 | 0.36508 | 0.36508 | 0.36508 | 0.36508 | 0.36508 | 0.36508 | 0.36508 | 0.36508 | 0.36508 | 0.36508 | 0.36508 | 0.36508 | 0.36508 | 0.36508 | 0.36508 | 0.36508 | 0.36508 | 0.36508 | 0.36508 | 0.36508 | 0.36508 | 0.36508 | 0.36508 | 0.36508 | 0.36508 | 0.36508 | 0.36508 | 0.36508 | 0.36508 | 0.36508 | 0.36508 | 0.36508 | 0.36508 | 0.36508 | 0.36508 | 0.52643 | 0.91491 | 0.78693 | 0.78693 | 0.78693 | 0.78693 | 0.78693 | 0.78693 | 0.78693 | 0.78693 | 0.78693 | 0.78693 | 0.78693 | 0.78693 | 0.78693 | 0.78693 | 0.78693 | 0.78693 | 0.78693 | 0.78693 | 0.78693 | 0.78693 | 0.78693 | 0.78693 | 0.78693 | 0.78693 | 0.78693 | 0.78693 | 0.78693 | 0.78693 | 0.78693 | 0.78693 | 0.78693 | 0.78693 | 0.78693 | 0.78693 | 0.78693 | 0.78693 | 0.78693 | 0.78693 | 0.78693 | 0.78693 | 0.78693 | 0.78693 | 0.78693 | 0.78693 | 0.78693 | 0.78693 | 0.78693 | 0.78693 | 0.78693 | 0.78693 | 0.78693 | 0.78693 | 0.78693 | 0.91491
SegNum-10 | 0.53469 | 0.37031 | 0.37031 | 0.37031 | 0.37031 | 0.37031 | 0.37031 | 0.37031 | 0.37031 | 0.37031 | 0.37031 | 0.37031 | 0.37031 | 0.37031 | 0.37031 | 0.37031 | 0.37031 | 0.37031 | 0.37031 | 0.37031 | 0.37031 | 0.37031 | 0.37031 | 0.37031 | 0.37031 | 0.37031 | 0.37031 | 0.37031 | 0.37031 | 0.37031 | 0.37031 | 0.37031 | 0.37031 | 0.37031 | 0.37031 | 0.37031 | 0.37031 | 0.37031 | 0.37031 | 0.37031 | 0.37031 | 0.37031 | 0.37031 | 0.37031 | 0.37031 | 0.37031 | 0.37031 | 0.37031 | 0.37031 | 0.37031 | 0.37031 | 0.37031 | 0.37031 | 0.37031 | 0.53469 | 0.87248 | 0.75607 | 0.75607 | 0.75607 | 0.75607 | 0.75607 | 0.75607 | 0.75607 | 0.75607 | 0.75607 | 0.75607 | 0.75607 | 0.75607 | 0.75607 | 0.75607 | 0.75607 | 0.75607 | 0.75607 | 0.75607 | 0.75607 | 0.75607 | 0.75607 | 0.75607 | 0.75607 | 0.75607 | 0.75607 | 0.75607 | 0.75607 | 0.75607 | 0.75607 | 0.75607 | 0.75607 | 0.75607 | 0.75607 | 0.75607 | 0.75607 | 0.75607 | 0.75607 | 0.75607 | 0.75607 | 0.75607 | 0.75607 | 0.75607 | 0.75607 | 0.75607 | 0.75607 | 0.75607 | 0.75607 | 0.75607 | 0.75607 | 0.75607 | 0.75607 | 0.75607 | 0.75607 | 0.87248
SegNum-11 | 0.54306 | 0.3756 | 0.3756 | 0.3756 | 0.3756 | 0.3756 | 0.3756 | 0.3756 | 0.3756 | 0.3756 | 0.3756 | 0.3756 | 0.3756 | 0.3756 | 0.3756 | 0.3756 | 0.3756 | 0.3756 | 0.3756 | 0.3756 | 0.3756 | 0.3756 | 0.3756 | 0.3756 | 0.3756 | 0.3756 | 0.3756 | 0.3756 | 0.3756 | 0.3756 | 0.3756 | 0.3756 | 0.3756 | 0.3756 | 0.3756 | 0.3756 | 0.3756 | 0.3756 | 0.3756 | 0.3756 | 0.3756 | 0.3756 | 0.3756 | 0.3756 | 0.3756 | 0.3756 | 0.3756 | 0.3756 | 0.3756 | 0.3756 | 0.3756 | 0.3756 | 0.3756 | 0.3756 | 0.54306 | 0.83017 | 0.72528 | 0.72528 | 0.72528 | 0.72528 | 0.72528 | 0.72528 | 0.72528 | 0.72528 | 0.72528 | 0.72528 | 0.72528 | 0.72528 | 0.72528 | 0.72528 | 0.72528 | 0.72528 | 0.72528 | 0.72528 | 0.72528 | 0.72528 | 0.72528 | 0.72528 | 0.72528 | 0.72528 | 0.72528 | 0.72528 | 0.72528 | 0.72528 | 0.72528 | 0.72528 | 0.72528 | 0.72528 | 0.72528 | 0.72528 | 0.72528 | 0.72528 | 0.72528 | 0.72528 | 0.72528 | 0.72528 | 0.72528 | 0.72528 | 0.72528 | 0.72528 | 0.72528 | 0.72528 | 0.72528 | 0.72528 | 0.72528 | 0.72528 | 0.72528 | 0.72528 | 0.72528 | 0.83017
SegNum-12 | 0.55154 | 0.38095 | 0.38095 | 0.38095 | 0.38095 | 0.38095 | 0.38095 | 0.38095 | 0.38095 | 0.38095 | 0.38095 | 0.38095 | 0.38095 | 0.38095 | 0.38095 | 0.38095 | 0.38095 | 0.38095 | 0.38095 | 0.38095 | 0.38095 | 0.38095 | 0.38095 | 0.38095 | 0.38095 | 0.38095 | 0.38095 | 0.38095 | 0.38095 | 0.38095 | 0.38095 | 0.38095 | 0.38095 | 0.38095 | 0.38095 | 0.38095 | 0.38095 | 0.38095 | 0.38095 | 0.38095 | 0.38095 | 0.38095 | 0.38095 | 0.38095 | 0.38095 | 0.38095 | 0.38095 | 0.38095 | 0.38095 | 0.38095 | 0.38095 | 0.38095 | 0.38095 | 0.38095 | 0.55154 | 0.78799 | 0.69456 | 0.69456 | 0.69456 | 0.69456 | 0.69456 | 0.69456 | 0.69456 | 0.69456 | 0.69456 | 0.69456 | 0.69456 | 0.69456 | 0.69456 | 0.69456 | 0.69456 | 0.69456 | 0.69456 | 0.69456 | 0.69456 | 0.69456 | 0.69456 | 0.69456 | 0.69456 | 0.69456 | 0.69456 | 0.69456 | 0.69456 | 0.69456 | 0.69456 | 0.69456 | 0.69456 | 0.69456 | 0.69456 | 0.69456 | 0.69456 | 0.69456 | 0.69456 | 0.69456 | 0.69456 | 0.69456 | 0.69456 | 0.69456 | 0.69456 | 0.69456 | 0.69456 | 0.69456 | 0.69456 | 0.69456 | 0.69456 | 0.69456 | 0.69456 | 0.69456 | 0.69456 | 0.78799
SegNum-13 | 0.56017 | 0.38638 | 0.38638 | 0.38638 | 0.38638 | 0.38638 | 0.38638 | 0.38638 | 0.38638 | 0.38638 | 0.38638 | 0.38638 | 0.38638 | 0.38638 | 0.38638 | 0.38638 | 0.38638 | 0.38638 | 0.38638 | 0.38638 | 0.38638 | 0.38638 | 0.38638 | 0.38638 | 0.38638 | 0.38638 | 0.38638 | 0.38638 | 0.38638 | 0.38638 | 0.38638 | 0.38638 | 0.38638 | 0.38638 | 0.38638 | 0.38638 | 0.38638 | 0.38638 | 0.38638 | 0.38638 | 0.38638 | 0.38638 | 0.38638 | 0.38638 | 0.38638 | 0.38638 | 0.38638 | 0.38638 | 0.38638 | 0.38638 | 0.38638 | 0.38638 | 0.38638 | 0.38638 | 0.56017 | 0.74596 | 0.66392 | 0.66392 | 0.66392 | 0.66392 | 0.66392 | 0.66392 | 0.66392 | 0.66392 | 0.66392 | 0.66392 | 0.66392 | 0.66392 | 0.66392 | 0.66392 | 0.66392 | 0.66392 | 0.66392 | 0.66392 | 0.66392 | 0.66392 | 0.66392 | 0.66392 | 0.66392 | 0.66392 | 0.66392 | 0.66392 | 0.66392 | 0.66392 | 0.66392 | 0.66392 | 0.66392 | 0.66392 | 0.66392 | 0.66392 | 0.66392 | 0.66392 | 0.66392 | 0.66392 | 0.66392 | 0.66392 | 0.66392 | 0.66392 | 0.66392 | 0.66392 | 0.66392 | 0.66392 | 0.66392 | 0.66392 | 0.66392 | 0.66392 | 0.66392 | 0.66392 | 0.66392 | 0.74596
SegNum-14 | 0.56894 | 0.39188 | 0.39188 | 0.39188 | 0.39188 | 0.39188 | 0.39188 | 0.39188 | 0.39188 | 0.39188 | 0.39188 | 0.39188 | 0.39188 | 0.39188 | 0.39188 | 0.39188 | 0.39188 | 0.39188 | 0.39188 | 0.39188 | 0.39188 | 0.39188 | 0.39188 | 0.39188 | 0.39188 | 0.39188 | 0.39188 | 0.39188 | 0.39188 | 0.39188 | 0.39188 | 0.39188 | 0.39188 | 0.39188 | 0.39188 | 0.39188 | 0.39188 | 0.39188 | 0.39188 | 0.39188 | 0.39188 | 0.39188 | 0.39188 | 0.39188 | 0.39188 | 0.39188 | 0.39188 | 0.39188 | 0.39188 | 0.39188 | 0.39188 | 0.39188 | 0.39188 | 0.39188 | 0.56894 | 0.70409 | 0.63336 | 0.63336 | 0.63336 | 0.63336 | 0.63336 | 0.63336 | 0.63336 | 0.63336 | 0.63336 | 0.63336 | 0.63336 | 0.63336 | 0.63336 | 0.63336 | 0.63336 | 0.63336 | 0.63336 | 0.63336 | 0.63336 | 0.63336 | 0.63336 | 0.63336 | 0.63336 | 0.63336 | 0.63336 | 0.63336 | 0.63336 | 0.63336 | 0.63336 | 0.63336 | 0.63336 | 0.63336 | 0.63336 | 0.63336 | 0.63336 | 0.63336 | 0.63336 | 0.63336 | 0.63336 | 0.63336 | 0.63336 | 0.63336 | 0.63336 | 0.63336 | 0.63336 | 0.63336 | 0.63336 | 0.63336 | 0.63336 | 0.63336 | 0.63336 | 0.63336 | 0.63336 | 0.70409
SegNum-15 | 0.57788 | 0.39747 | 0.39747 | 0.39747 | 0.39747 | 0.39747 | 0.39747 | 0.39747 | 0.39747 | 0.39747 | 0.39747 | 0.39747 | 0.39747 | 0.39747 | 0.39747 | 0.39747 | 0.39747 | 0.39747 | 0.39747 | 0.39747 | 0.39747 | 0.39747 | 0.39747 | 0.39747 | 0.39747 | 0.39747 | 0.39747 | 0.39747 | 0.39747 | 0.39747 | 0.39747 | 0.39747 | 0.39747 | 0.39747 | 0.39747 | 0.39747 | 0.39747 | 0.39747 | 0.39747 | 0.39747 | 0.39747 | 0.39747 | 0.39747 | 0.39747 | 0.39747 | 0.39747 | 0.39747 | 0.39747 | 0.39747 | 0.39747 | 0.39747 | 0.39747 | 0.39747 | 0.39747 | 0.57788 | 0.6624 | 0.60289 | 0.60289 | 0.60289 | 0.60289 | 0.60289 | 0.60289 | 0.60289 | 0.60289 | 0.60289 | 0.60289 | 0.60289 | 0.60289 | 0.60289 | 0.60289 | 0.60289 | 0.60289 | 0.60289 | 0.60289 | 0.60289 | 0.60289 | 0.60289 | 0.60289 | 0.60289 | 0.60289 | 0.60289 | 0.60289 | 0.60289 | 0.60289 | 0.60289 | 0.60289 | 0.60289 | 0.60289 | 0.60289 | 0.60289 | 0.60289 | 0.60289 | 0.60289 | 0.60289 | 0.60289 | 0.60289 | 0.60289 | 0.60289 | 0.60289 | 0.60289 | 0.60289 | 0.60289 | 0.60289 | 0.60289 | 0.60289 | 0.60289 | 0.60289 | 0.60289 | 0.60289 | 0.6624
SegNum-16 | 0.58698 | 0.40313 | 0.40313 | 0.40313 | 0.40313 | 0.40313 | 0.40313 | 0.40313 | 0.40313 | 0.40313 | 0.40313 | 0.40313 | 0.40313 | 0.40313 | 0.40313 | 0.40313 | 0.40313 | 0.40313 | 0.40313 | 0.40313 | 0.40313 | 0.40313 | 0.40313 | 0.40313 | 0.40313 | 0.40313 | 0.40313 | 0.40313 | 0.40313 | 0.40313 | 0.40313 | 0.40313 | 0.40313 | 0.40313 | 0.40313 | 0.40313 | 0.40313 | 0.40313 | 0.40313 | 0.40313 | 0.40313 | 0.40313 | 0.40313 | 0.40313 | 0.40313 | 0.40313 | 0.40313 | 0.40313 | 0.40313 | 0.40313 | 0.40313 | 0.40313 | 0.40313 | 0.40313 | 0.58698 | 0.62091 | 0.5725 | 0.5725 | 0.5725 | 0.5725 | 0.5725 | 0.5725 | 0.5725 | 0.5725 | 0.5725 | 0.5725 | 0.5725 | 0.5725 | 0.5725 | 0.5725 | 0.5725 | 0.5725 | 0.5725 | 0.5725 | 0.5725 | 0.5725 | 0.5725 | 0.5725 | 0.5725 | 0.5725 | 0.5725 | 0.5725 | 0.5725 | 0.5725 | 0.5725 | 0.5725 | 0.5725 | 0.5725 | 0.5725 | 0.5725 | 0.5725 | 0.5725 | 0.5725 | 0.5725 | 0.5725 | 0.5725 | 0.5725 | 0.5725 | 0.5725 | 0.5725 | 0.5725 | 0.5725 | 0.5725 | 0.5725 | 0.5725 | 0.5725 | 0.5725 | 0.5725 | 0.5725 | 0.62091
SegNum-17 | 0.59628 | 0.40889 | 0.40889 | 0.40889 | 0.40889 | 0.40889 | 0.40889 | 0.40889 | 0.40889 | 0.40889 | 0.40889 | 0.40889 | 0.40889 | 0.40889 | 0.40889 | 0.40889 | 0.40889 | 0.40889 | 0.40889 | 0.40889 | 0.40889 | 0.40889 | 0.40889 | 0.40889 | 0.40889 | 0.40889 | 0.40889 | 0.40889 | 0.40889 | 0.40889 | 0.40889 | 0.40889 | 0.40889 | 0.40889 | 0.40889 | 0.40889 | 0.40889 | 0.40889 | 0.40889 | 0.40889 | 0.40889 | 0.40889 | 0.40889 | 0.40889 | 0.40889 | 0.40889 | 0.40889 | 0.40889 | 0.40889 | 0.40889 | 0.40889 | 0.40889 | 0.40889 | 0.40889 | 0.59628 | 0.57964 | 0.54222 | 0.54222 | 0.54222 | 0.54222 | 0.54222 | 0.54222 | 0.54222 | 0.54222 | 0.54222 | 0.54222 | 0.54222 | 0.54222 | 0.54222 | 0.54222 | 0.54222 | 0.54222 | 0.54222 | 0.54222 | 0.54222 | 0.54222 | 0.54222 | 0.54222 | 0.54222 | 0.54222 | 0.54222 | 0.54222 | 0.54222 | 0.54222 | 0.54222 | 0.54222 | 0.54222 | 0.54222 | 0.54222 | 0.54222 | 0.54222 | 0.54222 | 0.54222 | 0.54222 | 0.54222 | 0.54222 | 0.54222 | 0.54222 | 0.54222 | 0.54222 | 0.54222 | 0.54222 | 0.54222 | 0.54222 | 0.54222 | 0.54222 | 0.54222 | 0.54222 | 0.54222 | 0.57964
SegNum-18 | 0.60579 | 0.41474 | 0.41474 | 0.41474 | 0.41474 | 0.41474 | 0.41474 | 0.41474 | 0.41474 | 0.41474 | 0.41474 | 0.41474 | 0.41474 | 0.41474 | 0.41474 | 0.41474 | 0.41474 | 0.41474 | 0.41474 | 0.41474 | 0.41474 | 0.41474 | 0.41474 | 0.41474 | 0.41474 | 0.41474 | 0.41474 | 0.41474 | 0.41474 | 0.41474 | 0.41474 | 0.41474 | 0.41474 | 0.41474 | 0.41474 | 0.41474 | 0.41474 | 0.41474 | 0.41474 | 0.41474 | 0.41474 | 0.41474 | 0.41474 | 0.41474 | 0.41474 | 0.41474 | 0.41474 | 0.41474 | 0.41474 | 0.41474 | 0.41474 | 0.41474 | 0.41474 | 0.41474 | 0.60579 | 0.5386 | 0.51205 | 0.51205 | 0.51205 | 0.51205 | 0.51205 | 0.51205 | 0.51205 | 0.51205 | 0.51205 | 0.51205 | 0.51205 | 0.51205 | 0.51205 | 0.51205 | 0.51205 | 0.51205 | 0.51205 | 0.51205 | 0.51205 | 0.51205 | 0.51205 | 0.51205 | 0.51205 | 0.51205 | 0.51205 | 0.51205 | 0.51205 | 0.51205 | 0.51205 | 0.51205 | 0.51205 | 0.51205 | 0.51205 | 0.51205 | 0.51205 | 0.51205 | 0.51205 | 0.51205 | 0.51205 | 0.51205 | 0.51205 | 0.51205 | 0.51205 | 0.51205 | 0.51205 | 0.51205 | 0.51205 | 0.51205 | 0.51205 | 0.51205 | 0.51205 | 0.51205 | 0.51205 | 0.5386
SegNum-19 | 0.61551 | 0.4207 | 0.4207 | 0.4207 | 0.4207 | 0.4207 | 0.4207 | 0.4207 | 0.4207 | 0.4207 | 0.4207 | 0.4207 | 0.4207 | 0.4207 | 0.4207 | 0.4207 | 0.4207 | 0.4207 | 0.4207 | 0.4207 | 0.4207 | 0.4207 | 0.4207 | 0.4207 | 0.4207 | 0.4207 | 0.4207 | 0.4207 | 0.4207 | 0.4207 | 0.4207 | 0.4207 | 0.4207 | 0.4207 | 0.4207 | 0.4207 | 0.4207 | 0.4207 | 0.4207 | 0.4207 | 0.4207 | 0.4207 | 0.4207 | 0.4207 | 0.4207 | 0.4207 | 0.4207 | 0.4207 | 0.4207 | 0.4207 | 0.4207 | 0.4207 | 0.4207 | 0.4207 | 0.61551 | 0.49781 | 0.48199 | 0.48199 | 0.48199 | 0.48199 | 0.48199 | 0.48199 | 0.48199 | 0.48199 | 0.48199 | 0.48199 | 0.48199 | 0.48199 | 0.48199 | 0.48199 | 0.48199 | 0.48199 | 0.48199 | 0.48199 | 0.48199 | 0.48199 | 0.48199 | 0.48199 | 0.48199 | 0.48199 | 0.48199 | 0.48199 | 0.48199 | 0.48199 | 0.48199 | 0.48199 | 0.48199 | 0.48199 | 0.48199 | 0.48199 | 0.48199 | 0.48199 | 0.48199 | 0.48199 | 0.48199 | 0.48199 | 0.48199 | 0.48199 | 0.48199 | 0.48199 | 0.48199 | 0.48199 | 0.48199 | 0.48199 | 0.48199 | 0.48199 | 0.48199 | 0.48199 | 0.48199 | 0.49781
SegNum-20 | 0.62548 | 0.42676 | 0.42676 | 0.42676 | 0.42676 | 0.42676 | 0.42676 | 0.42676 | 0.42676 | 0.42676 | 0.42676 | 0.42676 | 0.42676 | 0.42676 | 0.42676 | 0.42676 | 0.42676 | 0.42676 | 0.42676 | 0.42676 | 0.42676 | 0.42676 | 0.42676 | 0.42676 | 0.42676 | 0.42676 | 0.42676 | 0.42676 | 0.42676 | 0.42676 | 0.42676 | 0.42676 | 0.42676 | 0.42676 | 0.42676 | 0.42676 | 0.42676 | 0.42676 | 0.42676 | 0.42676 | 0.42676 | 0.42676 | 0.42676 | 0.42676 | 0.42676 | 0.42676 | 0.42676 | 0.42676 | 0.42676 | 0.42676 | 0.42676 | 0.42676 | 0.42676 | 0.42676 | 0.62548 | 0.4573 | 0.45206 | 0.45206 | 0.45206 | 0.45206 | 0.45206 | 0.45206 | 0.45206 | 0.45206 | 0.45206 | 0.45206 | 0.45206 | 0.45206 | 0.45206 | 0.45206 | 0.45206 | 0.45206 | 0.45206 | 0.45206 | 0.45206 | 0.45206 | 0.45206 | 0.45206 | 0.45206 | 0.45206 | 0.45206 | 0.45206 | 0.45206 | 0.45206 | 0.45206 | 0.45206 | 0.45206 | 0.45206 | 0.45206 | 0.45206 | 0.45206 | 0.45206 | 0.45206 | 0.45206 | 0.45206 | 0.45206 | 0.45206 | 0.45206 | 0.45206 | 0.45206 | 0.45206 | 0.45206 | 0.45206 | 0.45206 | 0.45206 | 0.45206 | 0.45206 | 0.45206 | 0.45206 | 0.4573
Air Side Temperature [C]
| Tube 1 | Tube 2 | Tube 3 | Tube 4 | Tube 5 | Tube 6 | Tube 7 | Tube 8 | Tube 9 | Tube 10 | Tube 11 | Tube 12 | Tube 13 | Tube 14 | Tube 15 | Tube 16 | Tube 17 | Tube 18 | Tube 19 | Tube 20 | Tube 21 | Tube 22 | Tube 23 | Tube 24 | Tube 25 | Tube 26 | Tube 27 | Tube 28 | Tube 29 | Tube 30 | Tube 31 | Tube 32 | Tube 33 | Tube 34 | Tube 35 | Tube 36 | Tube 37 | Tube 38 | Tube 39 | Tube 40 | Tube 41 | Tube 42 | Tube 43 | Tube 44 | Tube 45 | Tube 46 | Tube 47 | Tube 48 | Tube 49 | Tube 50 | Tube 51 | Tube 52 | Tube 53 | Tube 54 | Tube 55 | Tube 56 | Tube 57 | Tube 58 | Tube 59 | Tube 60 | Tube 61 | Tube 62 | Tube 63 | Tube 64 | Tube 65 | Tube 66 | Tube 67 | Tube 68 | Tube 69 | Tube 70 | Tube 71 | Tube 72 | Tube 73 | Tube 74 | Tube 75 | Tube 76 | Tube 77 | Tube 78 | Tube 79 | Tube 80 | Tube 81 | Tube 82 | Tube 83 | Tube 84 | Tube 85 | Tube 86 | Tube 87 | Tube 88 | Tube 89 | Tube 90 | Tube 91 | Tube 92 | Tube 93 | Tube 94 | Tube 95 | Tube 96 | Tube 97 | Tube 98 | Tube 99 | Tube 100 | Tube 101 | Tube 102 | Tube 103 | Tube 104 | Tube 105 | Tube 106 | Tube 107 | Tube 108 | Tube 109 | Tube 110
SegNum-1 | 4.633 | 3.311 | 3.311 | 3.311 | 3.311 | 3.311 | 3.311 | 3.311 | 3.311 | 3.311 | 3.311 | 3.311 | 3.311 | 3.311 | 3.311 | 3.311 | 3.311 | 3.311 | 3.311 | 3.311 | 3.311 | 3.311 | 3.311 | 3.311 | 3.311 | 3.311 | 3.311 | 3.311 | 3.311 | 3.311 | 3.311 | 3.311 | 3.311 | 3.311 | 3.311 | 3.311 | 3.311 | 3.311 | 3.311 | 3.311 | 3.311 | 3.311 | 3.311 | 3.311 | 3.311 | 3.311 | 3.311 | 3.311 | 3.311 | 3.311 | 3.311 | 3.311 | 3.311 | 3.311 | 4.633 | 17.669 | 12.261 | 12.261 | 12.261 | 12.261 | 12.261 | 12.261 | 12.261 | 12.261 | 12.261 | 12.261 | 12.261 | 12.261 | 12.261 | 12.261 | 12.261 | 12.261 | 12.261 | 12.261 | 12.261 | 12.261 | 12.261 | 12.261 | 12.261 | 12.261 | 12.261 | 12.261 | 12.261 | 12.261 | 12.261 | 12.261 | 12.261 | 12.261 | 12.261 | 12.261 | 12.261 | 12.261 | 12.261 | 12.261 | 12.261 | 12.261 | 12.261 | 12.261 | 12.261 | 12.261 | 12.261 | 12.261 | 12.261 | 12.261 | 12.261 | 12.261 | 12.261 | 12.261 | 12.261 | 17.669
SegNum-2 | 4.475 | 2.579 | 2.579 | 2.579 | 2.579 | 2.579 | 2.579 | 2.579 | 2.579 | 2.579 | 2.579 | 2.579 | 2.579 | 2.579 | 2.579 | 2.579 | 2.579 | 2.579 | 2.579 | 2.579 | 2.579 | 2.579 | 2.579 | 2.579 | 2.579 | 2.579 | 2.579 | 2.579 | 2.579 | 2.579 | 2.579 | 2.579 | 2.579 | 2.579 | 2.579 | 2.579 | 2.579 | 2.579 | 2.579 | 2.579 | 2.579 | 2.579 | 2.579 | 2.579 | 2.579 | 2.579 | 2.579 | 2.579 | 2.579 | 2.579 | 2.579 | 2.579 | 2.579 | 2.579 | 4.475 | 17.161 | 8.469 | 8.469 | 8.469 | 8.469 | 8.469 | 8.469 | 8.469 | 8.469 | 8.469 | 8.469 | 8.469 | 8.469 | 8.469 | 8.469 | 8.469 | 8.469 | 8.469 | 8.469 | 8.469 | 8.469 | 8.469 | 8.469 | 8.469 | 8.469 | 8.469 | 8.469 | 8.469 | 8.469 | 8.469 | 8.469 | 8.469 | 8.469 | 8.469 | 8.469 | 8.469 | 8.469 | 8.469 | 8.469 | 8.469 | 8.469 | 8.469 | 8.469 | 8.469 | 8.469 | 8.469 | 8.469 | 8.469 | 8.469 | 8.469 | 8.469 | 8.469 | 8.469 | 8.469 | 17.161
SegNum-3 | 4.304 | 1.658 | 1.658 | 1.658 | 1.658 | 1.658 | 1.658 | 1.658 | 1.658 | 1.658 | 1.658 | 1.658 | 1.658 | 1.658 | 1.658 | 1.658 | 1.658 | 1.658 | 1.658 | 1.658 | 1.658 | 1.658 | 1.658 | 1.658 | 1.658 | 1.658 | 1.658 | 1.658 | 1.658 | 1.658 | 1.658 | 1.658 | 1.658 | 1.658 | 1.658 | 1.658 | 1.658 | 1.658 | 1.658 | 1.658 | 1.658 | 1.658 | 1.658 | 1.658 | 1.658 | 1.658 | 1.658 | 1.658 | 1.658 | 1.658 | 1.658 | 1.658 | 1.658 | 1.658 | 4.304 | 16.538 | 3.89 | 3.89 | 3.89 | 3.89 | 3.89 | 3.89 | 3.89 | 3.89 | 3.89 | 3.89 | 3.89 | 3.89 | 3.89 | 3.89 | 3.89 | 3.89 | 3.89 | 3.89 | 3.89 | 3.89 | 3.89 | 3.89 | 3.89 | 3.89 | 3.89 | 3.89 | 3.89 | 3.89 | 3.89 | 3.89 | 3.89 | 3.89 | 3.89 | 3.89 | 3.89 | 3.89 | 3.89 | 3.89 | 3.89 | 3.89 | 3.89 | 3.89 | 3.89 | 3.89 | 3.89 | 3.89 | 3.89 | 3.89 | 3.89 | 3.89 | 3.89 | 3.89 | 3.89 | 16.538
SegNum-4 | 4.116 | 1.656 | 1.656 | 1.656 | 1.656 | 1.656 | 1.656 | 1.656 | 1.656 | 1.656 | 1.656 | 1.656 | 1.656 | 1.656 | 1.656 | 1.656 | 1.656 | 1.656 | 1.656 | 1.656 | 1.656 | 1.656 | 1.656 | 1.656 | 1.656 | 1.656 | 1.656 | 1.656 | 1.656 | 1.656 | 1.656 | 1.656 | 1.656 | 1.656 | 1.656 | 1.656 | 1.656 | 1.656 | 1.656 | 1.656 | 1.656 | 1.656 | 1.656 | 1.656 | 1.656 | 1.656 | 1.656 | 1.656 | 1.656 | 1.656 | 1.656 | 1.656 | 1.656 | 1.656 | 4.116 | 15.774 | 3.894 | 3.894 | 3.894 | 3.894 | 3.894 | 3.894 | 3.894 | 3.894 | 3.894 | 3.894 | 3.894 | 3.894 | 3.894 | 3.894 | 3.894 | 3.894 | 3.894 | 3.894 | 3.894 | 3.894 | 3.894 | 3.894 | 3.894 | 3.894 | 3.894 | 3.894 | 3.894 | 3.894 | 3.894 | 3.894 | 3.894 | 3.894 | 3.894 | 3.894 | 3.894 | 3.894 | 3.894 | 3.894 | 3.894 | 3.894 | 3.894 | 3.894 | 3.894 | 3.894 | 3.894 | 3.894 | 3.894 | 3.894 | 3.894 | 3.894 | 3.894 | 3.894 | 3.894 | 15.774
SegNum-5 | 3.9 | 1.655 | 1.655 | 1.655 | 1.655 | 1.655 | 1.655 | 1.655 | 1.655 | 1.655 | 1.655 | 1.655 | 1.655 | 1.655 | 1.655 | 1.655 | 1.655 | 1.655 | 1.655 | 1.655 | 1.655 | 1.655 | 1.655 | 1.655 | 1.655 | 1.655 | 1.655 | 1.655 | 1.655 | 1.655 | 1.655 | 1.655 | 1.655 | 1.655 | 1.655 | 1.655 | 1.655 | 1.655 | 1.655 | 1.655 | 1.655 | 1.655 | 1.655 | 1.655 | 1.655 | 1.655 | 1.655 | 1.655 | 1.655 | 1.655 | 1.655 | 1.655 | 1.655 | 1.655 | 3.9 | 14.833 | 3.904 | 3.904 | 3.904 | 3.904 | 3.904 | 3.904 | 3.904 | 3.904 | 3.904 | 3.904 | 3.904 | 3.904 | 3.904 | 3.904 | 3.904 | 3.904 | 3.904 | 3.904 | 3.904 | 3.904 | 3.904 | 3.904 | 3.904 | 3.904 | 3.904 | 3.904 | 3.904 | 3.904 | 3.904 | 3.904 | 3.904 | 3.904 | 3.904 | 3.904 | 3.904 | 3.904 | 3.904 | 3.904 | 3.904 | 3.904 | 3.904 | 3.904 | 3.904 | 3.904 | 3.904 | 3.904 | 3.904 | 3.904 | 3.904 | 3.904 | 3.904 | 3.904 | 3.904 | 14.833
SegNum-6 | 3.659 | 1.654 | 1.654 | 1.654 | 1.654 | 1.654 | 1.654 | 1.654 | 1.654 | 1.654 | 1.654 | 1.654 | 1.654 | 1.654 | 1.654 | 1.654 | 1.654 | 1.654 | 1.654 | 1.654 | 1.654 | 1.654 | 1.654 | 1.654 | 1.654 | 1.654 | 1.654 | 1.654 | 1.654 | 1.654 | 1.654 | 1.654 | 1.654 | 1.654 | 1.654 | 1.654 | 1.654 | 1.654 | 1.654 | 1.654 | 1.654 | 1.654 | 1.654 | 1.654 | 1.654 | 1.654 | 1.654 | 1.654 | 1.654 | 1.654 | 1.654 | 1.654 | 1.654 | 1.654 | 3.659 | 13.671 | 3.918 | 3.918 | 3.918 | 3.918 | 3.918 | 3.918 | 3.918 | 3.918 | 3.918 | 3.918 | 3.918 | 3.918 | 3.918 | 3.918 | 3.918 | 3.918 | 3.918 | 3.918 | 3.918 | 3.918 | 3.918 | 3.918 | 3.918 | 3.918 | 3.918 | 3.918 | 3.918 | 3.918 | 3.918 | 3.918 | 3.918 | 3.918 | 3.918 | 3.918 | 3.918 | 3.918 | 3.918 | 3.918 | 3.918 | 3.918 | 3.918 | 3.918 | 3.918 | 3.918 | 3.918 | 3.918 | 3.918 | 3.918 | 3.918 | 3.918 | 3.918 | 3.918 | 3.918 | 13.671
SegNum-7 | 2.622 | 1.654 | 1.654 | 1.654 | 1.654 | 1.654 | 1.654 | 1.654 | 1.654 | 1.654 | 1.654 | 1.654 | 1.654 | 1.654 | 1.654 | 1.654 | 1.654 | 1.654 | 1.654 | 1.654 | 1.654 | 1.654 | 1.654 | 1.654 | 1.654 | 1.654 | 1.654 | 1.654 | 1.654 | 1.654 | 1.654 | 1.654 | 1.654 | 1.654 | 1.654 | 1.654 | 1.654 | 1.654 | 1.654 | 1.654 | 1.654 | 1.654 | 1.654 | 1.654 | 1.654 | 1.654 | 1.654 | 1.654 | 1.654 | 1.654 | 1.654 | 1.654 | 1.654 | 1.654 | 2.622 | 8.415 | 3.933 | 3.933 | 3.933 | 3.933 | 3.933 | 3.933 | 3.933 | 3.933 | 3.933 | 3.933 | 3.933 | 3.933 | 3.933 | 3.933 | 3.933 | 3.933 | 3.933 | 3.933 | 3.933 | 3.933 | 3.933 | 3.933 | 3.933 | 3.933 | 3.933 | 3.933 | 3.933 | 3.933 | 3.933 | 3.933 | 3.933 | 3.933 | 3.933 | 3.933 | 3.933 | 3.933 | 3.933 | 3.933 | 3.933 | 3.933 | 3.933 | 3.933 | 3.933 | 3.933 | 3.933 | 3.933 | 3.933 | 3.933 | 3.933 | 3.933 | 3.933 | 3.933 | 3.933 | 8.415
SegNum-8 | 1.766 | 1.656 | 1.656 | 1.656 | 1.656 | 1.656 | 1.656 | 1.656 | 1.656 | 1.656 | 1.656 | 1.656 | 1.656 | 1.656 | 1.656 | 1.656 | 1.656 | 1.656 | 1.656 | 1.656 | 1.656 | 1.656 | 1.656 | 1.656 | 1.656 | 1.656 | 1.656 | 1.656 | 1.656 | 1.656 | 1.656 | 1.656 | 1.656 | 1.656 | 1.656 | 1.656 | 1.656 | 1.656 | 1.656 | 1.656 | 1.656 | 1.656 | 1.656 | 1.656 | 1.656 | 1.656 | 1.656 | 1.656 | 1.656 | 1.656 | 1.656 | 1.656 | 1.656 | 1.656 | 1.766 | 4.274 | 3.958 | 3.958 | 3.958 | 3.958 | 3.958 | 3.958 | 3.958 | 3.958 | 3.958 | 3.958 | 3.958 | 3.958 | 3.958 | 3.958 | 3.958 | 3.958 | 3.958 | 3.958 | 3.958 | 3.958 | 3.958 | 3.958 | 3.958 | 3.958 | 3.958 | 3.958 | 3.958 | 3.958 | 3.958 | 3.958 | 3.958 | 3.958 | 3.958 | 3.958 | 3.958 | 3.958 | 3.958 | 3.958 | 3.958 | 3.958 | 3.958 | 3.958 | 3.958 | 3.958 | 3.958 | 3.958 | 3.958 | 3.958 | 3.958 | 3.958 | 3.958 | 3.958 | 3.958 | 4.274
SegNum-9 | 1.765 | 1.657 | 1.657 | 1.657 | 1.657 | 1.657 | 1.657 | 1.657 | 1.657 | 1.657 | 1.657 | 1.657 | 1.657 | 1.657 | 1.657 | 1.657 | 1.657 | 1.657 | 1.657 | 1.657 | 1.657 | 1.657 | 1.657 | 1.657 | 1.657 | 1.657 | 1.657 | 1.657 | 1.657 | 1.657 | 1.657 | 1.657 | 1.657 | 1.657 | 1.657 | 1.657 | 1.657 | 1.657 | 1.657 | 1.657 | 1.657 | 1.657 | 1.657 | 1.657 | 1.657 | 1.657 | 1.657 | 1.657 | 1.657 | 1.657 | 1.657 | 1.657 | 1.657 | 1.657 | 1.765 | 4.289 | 3.977 | 3.977 | 3.977 | 3.977 | 3.977 | 3.977 | 3.977 | 3.977 | 3.977 | 3.977 | 3.977 | 3.977 | 3.977 | 3.977 | 3.977 | 3.977 | 3.977 | 3.977 | 3.977 | 3.977 | 3.977 | 3.977 | 3.977 | 3.977 | 3.977 | 3.977 | 3.977 | 3.977 | 3.977 | 3.977 | 3.977 | 3.977 | 3.977 | 3.977 | 3.977 | 3.977 | 3.977 | 3.977 | 3.977 | 3.977 | 3.977 | 3.977 | 3.977 | 3.977 | 3.977 | 3.977 | 3.977 | 3.977 | 3.977 | 3.977 | 3.977 | 3.977 | 3.977 | 4.289
SegNum-10 | 1.765 | 1.658 | 1.658 | 1.658 | 1.658 | 1.658 | 1.658 | 1.658 | 1.658 | 1.658 | 1.658 | 1.658 | 1.658 | 1.658 | 1.658 | 1.658 | 1.658 | 1.658 | 1.658 | 1.658 | 1.658 | 1.658 | 1.658 | 1.658 | 1.658 | 1.658 | 1.658 | 1.658 | 1.658 | 1.658 | 1.658 | 1.658 | 1.658 | 1.658 | 1.658 | 1.658 | 1.658 | 1.658 | 1.658 | 1.658 | 1.658 | 1.658 | 1.658 | 1.658 | 1.658 | 1.658 | 1.658 | 1.658 | 1.658 | 1.658 | 1.658 | 1.658 | 1.658 | 1.658 | 1.765 | 4.312 | 3.997 | 3.997 | 3.997 | 3.997 | 3.997 | 3.997 | 3.997 | 3.997 | 3.997 | 3.997 | 3.997 | 3.997 | 3.997 | 3.997 | 3.997 | 3.997 | 3.997 | 3.997 | 3.997 | 3.997 | 3.997 | 3.997 | 3.997 | 3.997 | 3.997 | 3.997 | 3.997 | 3.997 | 3.997 | 3.997 | 3.997 | 3.997 | 3.997 | 3.997 | 3.997 | 3.997 | 3.997 | 3.997 | 3.997 | 3.997 | 3.997 | 3.997 | 3.997 | 3.997 | 3.997 | 3.997 | 3.997 | 3.997 | 3.997 | 3.997 | 3.997 | 3.997 | 3.997 | 4.312
SegNum-11 | 1.767 | 1.66 | 1.66 | 1.66 | 1.66 | 1.66 | 1.66 | 1.66 | 1.66 | 1.66 | 1.66 | 1.66 | 1.66 | 1.66 | 1.66 | 1.66 | 1.66 | 1.66 | 1.66 | 1.66 | 1.66 | 1.66 | 1.66 | 1.66 | 1.66 | 1.66 | 1.66 | 1.66 | 1.66 | 1.66 | 1.66 | 1.66 | 1.66 | 1.66 | 1.66 | 1.66 | 1.66 | 1.66 | 1.66 | 1.66 | 1.66 | 1.66 | 1.66 | 1.66 | 1.66 | 1.66 | 1.66 | 1.66 | 1.66 | 1.66 | 1.66 | 1.66 | 1.66 | 1.66 | 1.767 | 4.339 | 4.018 | 4.018 | 4.018 | 4.018 | 4.018 | 4.018 | 4.018 | 4.018 | 4.018 | 4.018 | 4.018 | 4.018 | 4.018 | 4.018 | 4.018 | 4.018 | 4.018 | 4.018 | 4.018 | 4.018 | 4.018 | 4.018 | 4.018 | 4.018 | 4.018 | 4.018 | 4.018 | 4.018 | 4.018 | 4.018 | 4.018 | 4.018 | 4.018 | 4.018 | 4.018 | 4.018 | 4.018 | 4.018 | 4.018 | 4.018 | 4.018 | 4.018 | 4.018 | 4.018 | 4.018 | 4.018 | 4.018 | 4.018 | 4.018 | 4.018 | 4.018 | 4.018 | 4.018 | 4.339
SegNum-12 | 1.77 | 1.662 | 1.662 | 1.662 | 1.662 | 1.662 | 1.662 | 1.662 | 1.662 | 1.662 | 1.662 | 1.662 | 1.662 | 1.662 | 1.662 | 1.662 | 1.662 | 1.662 | 1.662 | 1.662 | 1.662 | 1.662 | 1.662 | 1.662 | 1.662 | 1.662 | 1.662 | 1.662 | 1.662 | 1.662 | 1.662 | 1.662 | 1.662 | 1.662 | 1.662 | 1.662 | 1.662 | 1.662 | 1.662 | 1.662 | 1.662 | 1.662 | 1.662 | 1.662 | 1.662 | 1.662 | 1.662 | 1.662 | 1.662 | 1.662 | 1.662 | 1.662 | 1.662 | 1.662 | 1.77 | 4.369 | 4.041 | 4.041 | 4.041 | 4.041 | 4.041 | 4.041 | 4.041 | 4.041 | 4.041 | 4.041 | 4.041 | 4.041 | 4.041 | 4.041 | 4.041 | 4.041 | 4.041 | 4.041 | 4.041 | 4.041 | 4.041 | 4.041 | 4.041 | 4.041 | 4.041 | 4.041 | 4.041 | 4.041 | 4.041 | 4.041 | 4.041 | 4.041 | 4.041 | 4.041 | 4.041 | 4.041 | 4.041 | 4.041 | 4.041 | 4.041 | 4.041 | 4.041 | 4.041 | 4.041 | 4.041 | 4.041 | 4.041 | 4.041 | 4.041 | 4.041 | 4.041 | 4.041 | 4.041 | 4.369
SegNum-13 | 1.773 | 1.664 | 1.664 | 1.664 | 1.664 | 1.664 | 1.664 | 1.664 | 1.664 | 1.664 | 1.664 | 1.664 | 1.664 | 1.664 | 1.664 | 1.664 | 1.664 | 1.664 | 1.664 | 1.664 | 1.664 | 1.664 | 1.664 | 1.664 | 1.664 | 1.664 | 1.664 | 1.664 | 1.664 | 1.664 | 1.664 | 1.664 | 1.664 | 1.664 | 1.664 | 1.664 | 1.664 | 1.664 | 1.664 | 1.664 | 1.664 | 1.664 | 1.664 | 1.664 | 1.664 | 1.664 | 1.664 | 1.664 | 1.664 | 1.664 | 1.664 | 1.664 | 1.664 | 1.664 | 1.773 | 4.404 | 4.065 | 4.065 | 4.065 | 4.065 | 4.065 | 4.065 | 4.065 | 4.065 | 4.065 | 4.065 | 4.065 | 4.065 | 4.065 | 4.065 | 4.065 | 4.065 | 4.065 | 4.065 | 4.065 | 4.065 | 4.065 | 4.065 | 4.065 | 4.065 | 4.065 | 4.065 | 4.065 | 4.065 | 4.065 | 4.065 | 4.065 | 4.065 | 4.065 | 4.065 | 4.065 | 4.065 | 4.065 | 4.065 | 4.065 | 4.065 | 4.065 | 4.065 | 4.065 | 4.065 | 4.065 | 4.065 | 4.065 | 4.065 | 4.065 | 4.065 | 4.065 | 4.065 | 4.065 | 4.404
SegNum-14 | 1.778 | 1.666 | 1.666 | 1.666 | 1.666 | 1.666 | 1.666 | 1.666 | 1.666 | 1.666 | 1.666 | 1.666 | 1.666 | 1.666 | 1.666 | 1.666 | 1.666 | 1.666 | 1.666 | 1.666 | 1.666 | 1.666 | 1.666 | 1.666 | 1.666 | 1.666 | 1.666 | 1.666 | 1.666 | 1.666 | 1.666 | 1.666 | 1.666 | 1.666 | 1.666 | 1.666 | 1.666 | 1.666 | 1.666 | 1.666 | 1.666 | 1.666 | 1.666 | 1.666 | 1.666 | 1.666 | 1.666 | 1.666 | 1.666 | 1.666 | 1.666 | 1.666 | 1.666 | 1.666 | 1.778 | 4.441 | 4.091 | 4.091 | 4.091 | 4.091 | 4.091 | 4.091 | 4.091 | 4.091 | 4.091 | 4.091 | 4.091 | 4.091 | 4.091 | 4.091 | 4.091 | 4.091 | 4.091 | 4.091 | 4.091 | 4.091 | 4.091 | 4.091 | 4.091 | 4.091 | 4.091 | 4.091 | 4.091 | 4.091 | 4.091 | 4.091 | 4.091 | 4.091 | 4.091 | 4.091 | 4.091 | 4.091 | 4.091 | 4.091 | 4.091 | 4.091 | 4.091 | 4.091 | 4.091 | 4.091 | 4.091 | 4.091 | 4.091 | 4.091 | 4.091 | 4.091 | 4.091 | 4.091 | 4.091 | 4.441
SegNum-15 | 1.783 | 1.669 | 1.669 | 1.669 | 1.669 | 1.669 | 1.669 | 1.669 | 1.669 | 1.669 | 1.669 | 1.669 | 1.669 | 1.669 | 1.669 | 1.669 | 1.669 | 1.669 | 1.669 | 1.669 | 1.669 | 1.669 | 1.669 | 1.669 | 1.669 | 1.669 | 1.669 | 1.669 | 1.669 | 1.669 | 1.669 | 1.669 | 1.669 | 1.669 | 1.669 | 1.669 | 1.669 | 1.669 | 1.669 | 1.669 | 1.669 | 1.669 | 1.669 | 1.669 | 1.669 | 1.669 | 1.669 | 1.669 | 1.669 | 1.669 | 1.669 | 1.669 | 1.669 | 1.669 | 1.783 | 4.482 | 4.119 | 4.119 | 4.119 | 4.119 | 4.119 | 4.119 | 4.119 | 4.119 | 4.119 | 4.119 | 4.119 | 4.119 | 4.119 | 4.119 | 4.119 | 4.119 | 4.119 | 4.119 | 4.119 | 4.119 | 4.119 | 4.119 | 4.119 | 4.119 | 4.119 | 4.119 | 4.119 | 4.119 | 4.119 | 4.119 | 4.119 | 4.119 | 4.119 | 4.119 | 4.119 | 4.119 | 4.119 | 4.119 | 4.119 | 4.119 | 4.119 | 4.119 | 4.119 | 4.119 | 4.119 | 4.119 | 4.119 | 4.119 | 4.119 | 4.119 | 4.119 | 4.119 | 4.119 | 4.482
SegNum-16 | 1.788 | 1.672 | 1.672 | 1.672 | 1.672 | 1.672 | 1.672 | 1.672 | 1.672 | 1.672 | 1.672 | 1.672 | 1.672 | 1.672 | 1.672 | 1.672 | 1.672 | 1.672 | 1.672 | 1.672 | 1.672 | 1.672 | 1.672 | 1.672 | 1.672 | 1.672 | 1.672 | 1.672 | 1.672 | 1.672 | 1.672 | 1.672 | 1.672 | 1.672 | 1.672 | 1.672 | 1.672 | 1.672 | 1.672 | 1.672 | 1.672 | 1.672 | 1.672 | 1.672 | 1.672 | 1.672 | 1.672 | 1.672 | 1.672 | 1.672 | 1.672 | 1.672 | 1.672 | 1.672 | 1.788 | 4.526 | 4.149 | 4.149 | 4.149 | 4.149 | 4.149 | 4.149 | 4.149 | 4.149 | 4.149 | 4.149 | 4.149 | 4.149 | 4.149 | 4.149 | 4.149 | 4.149 | 4.149 | 4.149 | 4.149 | 4.149 | 4.149 | 4.149 | 4.149 | 4.149 | 4.149 | 4.149 | 4.149 | 4.149 | 4.149 | 4.149 | 4.149 | 4.149 | 4.149 | 4.149 | 4.149 | 4.149 | 4.149 | 4.149 | 4.149 | 4.149 | 4.149 | 4.149 | 4.149 | 4.149 | 4.149 | 4.149 | 4.149 | 4.149 | 4.149 | 4.149 | 4.149 | 4.149 | 4.149 | 4.526
SegNum-17 | 1.793 | 1.675 | 1.675 | 1.675 | 1.675 | 1.675 | 1.675 | 1.675 | 1.675 | 1.675 | 1.675 | 1.675 | 1.675 | 1.675 | 1.675 | 1.675 | 1.675 | 1.675 | 1.675 | 1.675 | 1.675 | 1.675 | 1.675 | 1.675 | 1.675 | 1.675 | 1.675 | 1.675 | 1.675 | 1.675 | 1.675 | 1.675 | 1.675 | 1.675 | 1.675 | 1.675 | 1.675 | 1.675 | 1.675 | 1.675 | 1.675 | 1.675 | 1.675 | 1.675 | 1.675 | 1.675 | 1.675 | 1.675 | 1.675 | 1.675 | 1.675 | 1.675 | 1.675 | 1.675 | 1.793 | 4.575 | 4.181 | 4.181 | 4.181 | 4.181 | 4.181 | 4.181 | 4.181 | 4.181 | 4.181 | 4.181 | 4.181 | 4.181 | 4.181 | 4.181 | 4.181 | 4.181 | 4.181 | 4.181 | 4.181 | 4.181 | 4.181 | 4.181 | 4.181 | 4.181 | 4.181 | 4.181 | 4.181 | 4.181 | 4.181 | 4.181 | 4.181 | 4.181 | 4.181 | 4.181 | 4.181 | 4.181 | 4.181 | 4.181 | 4.181 | 4.181 | 4.181 | 4.181 | 4.181 | 4.181 | 4.181 | 4.181 | 4.181 | 4.181 | 4.181 | 4.181 | 4.181 | 4.181 | 4.181 | 4.575
SegNum-18 | 1.801 | 1.679 | 1.679 | 1.679 | 1.679 | 1.679 | 1.679 | 1.679 | 1.679 | 1.679 | 1.679 | 1.679 | 1.679 | 1.679 | 1.679 | 1.679 | 1.679 | 1.679 | 1.679 | 1.679 | 1.679 | 1.679 | 1.679 | 1.679 | 1.679 | 1.679 | 1.679 | 1.679 | 1.679 | 1.679 | 1.679 | 1.679 | 1.679 | 1.679 | 1.679 | 1.679 | 1.679 | 1.679 | 1.679 | 1.679 | 1.679 | 1.679 | 1.679 | 1.679 | 1.679 | 1.679 | 1.679 | 1.679 | 1.679 | 1.679 | 1.679 | 1.679 | 1.679 | 1.679 | 1.801 | 4.627 | 4.215 | 4.215 | 4.215 | 4.215 | 4.215 | 4.215 | 4.215 | 4.215 | 4.215 | 4.215 | 4.215 | 4.215 | 4.215 | 4.215 | 4.215 | 4.215 | 4.215 | 4.215 | 4.215 | 4.215 | 4.215 | 4.215 | 4.215 | 4.215 | 4.215 | 4.215 | 4.215 | 4.215 | 4.215 | 4.215 | 4.215 | 4.215 | 4.215 | 4.215 | 4.215 | 4.215 | 4.215 | 4.215 | 4.215 | 4.215 | 4.215 | 4.215 | 4.215 | 4.215 | 4.215 | 4.215 | 4.215 | 4.215 | 4.215 | 4.215 | 4.215 | 4.215 | 4.215 | 4.627
SegNum-19 | 1.809 | 1.683 | 1.683 | 1.683 | 1.683 | 1.683 | 1.683 | 1.683 | 1.683 | 1.683 | 1.683 | 1.683 | 1.683 | 1.683 | 1.683 | 1.683 | 1.683 | 1.683 | 1.683 | 1.683 | 1.683 | 1.683 | 1.683 | 1.683 | 1.683 | 1.683 | 1.683 | 1.683 | 1.683 | 1.683 | 1.683 | 1.683 | 1.683 | 1.683 | 1.683 | 1.683 | 1.683 | 1.683 | 1.683 | 1.683 | 1.683 | 1.683 | 1.683 | 1.683 | 1.683 | 1.683 | 1.683 | 1.683 | 1.683 | 1.683 | 1.683 | 1.683 | 1.683 | 1.683 | 1.809 | 4.684 | 4.251 | 4.251 | 4.251 | 4.251 | 4.251 | 4.251 | 4.251 | 4.251 | 4.251 | 4.251 | 4.251 | 4.251 | 4.251 | 4.251 | 4.251 | 4.251 | 4.251 | 4.251 | 4.251 | 4.251 | 4.251 | 4.251 | 4.251 | 4.251 | 4.251 | 4.251 | 4.251 | 4.251 | 4.251 | 4.251 | 4.251 | 4.251 | 4.251 | 4.251 | 4.251 | 4.251 | 4.251 | 4.251 | 4.251 | 4.251 | 4.251 | 4.251 | 4.251 | 4.251 | 4.251 | 4.251 | 4.251 | 4.251 | 4.251 | 4.251 | 4.251 | 4.251 | 4.251 | 4.684
SegNum-20 | 1.819 | 1.688 | 1.688 | 1.688 | 1.688 | 1.688 | 1.688 | 1.688 | 1.688 | 1.688 | 1.688 | 1.688 | 1.688 | 1.688 | 1.688 | 1.688 | 1.688 | 1.688 | 1.688 | 1.688 | 1.688 | 1.688 | 1.688 | 1.688 | 1.688 | 1.688 | 1.688 | 1.688 | 1.688 | 1.688 | 1.688 | 1.688 | 1.688 | 1.688 | 1.688 | 1.688 | 1.688 | 1.688 | 1.688 | 1.688 | 1.688 | 1.688 | 1.688 | 1.688 | 1.688 | 1.688 | 1.688 | 1.688 | 1.688 | 1.688 | 1.688 | 1.688 | 1.688 | 1.688 | 1.819 | 4.746 | 4.29 | 4.29 | 4.29 | 4.29 | 4.29 | 4.29 | 4.29 | 4.29 | 4.29 | 4.29 | 4.29 | 4.29 | 4.29 | 4.29 | 4.29 | 4.29 | 4.29 | 4.29 | 4.29 | 4.29 | 4.29 | 4.29 | 4.29 | 4.29 | 4.29 | 4.29 | 4.29 | 4.29 | 4.29 | 4.29 | 4.29 | 4.29 | 4.29 | 4.29 | 4.29 | 4.29 | 4.29 | 4.29 | 4.29 | 4.29 | 4.29 | 4.29 | 4.29 | 4.29 | 4.29 | 4.29 | 4.29 | 4.29 | 4.29 | 4.29 | 4.29 | 4.29 | 4.29 | 4.746
Air Outlet RH %
| Tube 1 | Tube 2 | Tube 3 | Tube 4 | Tube 5 | Tube 6 | Tube 7 | Tube 8 | Tube 9 | Tube 10 | Tube 11 | Tube 12 | Tube 13 | Tube 14 | Tube 15 | Tube 16 | Tube 17 | Tube 18 | Tube 19 | Tube 20 | Tube 21 | Tube 22 | Tube 23 | Tube 24 | Tube 25 | Tube 26 | Tube 27 | Tube 28 | Tube 29 | Tube 30 | Tube 31 | Tube 32 | Tube 33 | Tube 34 | Tube 35 | Tube 36 | Tube 37 | Tube 38 | Tube 39 | Tube 40 | Tube 41 | Tube 42 | Tube 43 | Tube 44 | Tube 45 | Tube 46 | Tube 47 | Tube 48 | Tube 49 | Tube 50 | Tube 51 | Tube 52 | Tube 53 | Tube 54 | Tube 55 | Tube 56 | Tube 57 | Tube 58 | Tube 59 | Tube 60 | Tube 61 | Tube 62 | Tube 63 | Tube 64 | Tube 65 | Tube 66 | Tube 67 | Tube 68 | Tube 69 | Tube 70 | Tube 71 | Tube 72 | Tube 73 | Tube 74 | Tube 75 | Tube 76 | Tube 77 | Tube 78 | Tube 79 | Tube 80 | Tube 81 | Tube 82 | Tube 83 | Tube 84 | Tube 85 | Tube 86 | Tube 87 | Tube 88 | Tube 89 | Tube 90 | Tube 91 | Tube 92 | Tube 93 | Tube 94 | Tube 95 | Tube 96 | Tube 97 | Tube 98 | Tube 99 | Tube 100 | Tube 101 | Tube 102 | Tube 103 | Tube 104 | Tube 105 | Tube 106 | Tube 107 | Tube 108 | Tube 109 | Tube 110
SegNum-1 | 93.364 | 96.4089 | 96.4089 | 96.4089 | 96.4089 | 96.4089 | 96.4089 | 96.4089 | 96.4089 | 96.4089 | 96.4089 | 96.4089 | 96.4089 | 96.4089 | 96.4089 | 96.4089 | 96.4089 | 96.4089 | 96.4089 | 96.4089 | 96.4089 | 96.4089 | 96.4089 | 96.4089 | 96.4089 | 96.4089 | 96.4089 | 96.4089 | 96.4089 | 96.4089 | 96.4089 | 96.4089 | 96.4089 | 96.4089 | 96.4089 | 96.4089 | 96.4089 | 96.4089 | 96.4089 | 96.4089 | 96.4089 | 96.4089 | 96.4089 | 96.4089 | 96.4089 | 96.4089 | 96.4089 | 96.4089 | 96.4089 | 96.4089 | 96.4089 | 96.4089 | 96.4089 | 96.4089 | 93.364 | 46.2707 | 65.5562 | 65.5562 | 65.5562 | 65.5562 | 65.5562 | 65.5562 | 65.5562 | 65.5562 | 65.5562 | 65.5562 | 65.5562 | 65.5562 | 65.5562 | 65.5562 | 65.5562 | 65.5562 | 65.5562 | 65.5562 | 65.5562 | 65.5562 | 65.5562 | 65.5562 | 65.5562 | 65.5562 | 65.5562 | 65.5562 | 65.5562 | 65.5562 | 65.5562 | 65.5562 | 65.5562 | 65.5562 | 65.5562 | 65.5562 | 65.5562 | 65.5562 | 65.5562 | 65.5562 | 65.5562 | 65.5562 | 65.5562 | 65.5562 | 65.5562 | 65.5562 | 65.5562 | 65.5562 | 65.5562 | 65.5562 | 65.5562 | 65.5562 | 65.5562 | 65.5562 | 65.5562 | 46.2707
SegNum-2 | 93.5538 | 97.8501 | 97.8501 | 97.8501 | 97.8501 | 97.8501 | 97.8501 | 97.8501 | 97.8501 | 97.8501 | 97.8501 | 97.8501 | 97.8501 | 97.8501 | 97.8501 | 97.8501 | 97.8501 | 97.8501 | 97.8501 | 97.8501 | 97.8501 | 97.8501 | 97.8501 | 97.8501 | 97.8501 | 97.8501 | 97.8501 | 97.8501 | 97.8501 | 97.8501 | 97.8501 | 97.8501 | 97.8501 | 97.8501 | 97.8501 | 97.8501 | 97.8501 | 97.8501 | 97.8501 | 97.8501 | 97.8501 | 97.8501 | 97.8501 | 97.8501 | 97.8501 | 97.8501 | 97.8501 | 97.8501 | 97.8501 | 97.8501 | 97.8501 | 97.8501 | 97.8501 | 97.8501 | 93.5538 | 47.7803 | 78.0527 | 78.0527 | 78.0527 | 78.0527 | 78.0527 | 78.0527 | 78.0527 | 78.0527 | 78.0527 | 78.0527 | 78.0527 | 78.0527 | 78.0527 | 78.0527 | 78.0527 | 78.0527 | 78.0527 | 78.0527 | 78.0527 | 78.0527 | 78.0527 | 78.0527 | 78.0527 | 78.0527 | 78.0527 | 78.0527 | 78.0527 | 78.0527 | 78.0527 | 78.0527 | 78.0527 | 78.0527 | 78.0527 | 78.0527 | 78.0527 | 78.0527 | 78.0527 | 78.0527 | 78.0527 | 78.0527 | 78.0527 | 78.0527 | 78.0527 | 78.0527 | 78.0527 | 78.0527 | 78.0527 | 78.0527 | 78.0527 | 78.0527 | 78.0527 | 78.0527 | 78.0527 | 47.7803
SegNum-3 | 93.8231 | 99.1246 | 99.1246 | 99.1246 | 99.1246 | 99.1246 | 99.1246 | 99.1246 | 99.1246 | 99.1246 | 99.1246 | 99.1246 | 99.1246 | 99.1246 | 99.1246 | 99.1246 | 99.1246 | 99.1246 | 99.1246 | 99.1246 | 99.1246 | 99.1246 | 99.1246 | 99.1246 | 99.1246 | 99.1246 | 99.1246 | 99.1246 | 99.1246 | 99.1246 | 99.1246 | 99.1246 | 99.1246 | 99.1246 | 99.1246 | 99.1246 | 99.1246 | 99.1246 | 99.1246 | 99.1246 | 99.1246 | 99.1246 | 99.1246 | 99.1246 | 99.1246 | 99.1246 | 99.1246 | 99.1246 | 99.1246 | 99.1246 | 99.1246 | 99.1246 | 99.1246 | 99.1246 | 93.8231 | 49.7057 | 91.088 | 91.088 | 91.088 | 91.088 | 91.088 | 91.088 | 91.088 | 91.088 | 91.088 | 91.088 | 91.088 | 91.088 | 91.088 | 91.088 | 91.088 | 91.088 | 91.088 | 91.088 | 91.088 | 91.088 | 91.088 | 91.088 | 91.088 | 91.088 | 91.088 | 91.088 | 91.088 | 91.088 | 91.088 | 91.088 | 91.088 | 91.088 | 91.088 | 91.088 | 91.088 | 91.088 | 91.088 | 91.088 | 91.088 | 91.088 | 91.088 | 91.088 | 91.088 | 91.088 | 91.088 | 91.088 | 91.088 | 91.088 | 91.088 | 91.088 | 91.088 | 91.088 | 91.088 | 49.7057
SegNum-4 | 94.1904 | 99.1181 | 99.1181 | 99.1181 | 99.1181 | 99.1181 | 99.1181 | 99.1181 | 99.1181 | 99.1181 | 99.1181 | 99.1181 | 99.1181 | 99.1181 | 99.1181 | 99.1181 | 99.1181 | 99.1181 | 99.1181 | 99.1181 | 99.1181 | 99.1181 | 99.1181 | 99.1181 | 99.1181 | 99.1181 | 99.1181 | 99.1181 | 99.1181 | 99.1181 | 99.1181 | 99.1181 | 99.1181 | 99.1181 | 99.1181 | 99.1181 | 99.1181 | 99.1181 | 99.1181 | 99.1181 | 99.1181 | 99.1181 | 99.1181 | 99.1181 | 99.1181 | 99.1181 | 99.1181 | 99.1181 | 99.1181 | 99.1181 | 99.1181 | 99.1181 | 99.1181 | 99.1181 | 94.1904 | 52.1903 | 91.0895 | 91.0895 | 91.0895 | 91.0895 | 91.0895 | 91.0895 | 91.0895 | 91.0895 | 91.0895 | 91.0895 | 91.0895 | 91.0895 | 91.0895 | 91.0895 | 91.0895 | 91.0895 | 91.0895 | 91.0895 | 91.0895 | 91.0895 | 91.0895 | 91.0895 | 91.0895 | 91.0895 | 91.0895 | 91.0895 | 91.0895 | 91.0895 | 91.0895 | 91.0895 | 91.0895 | 91.0895 | 91.0895 | 91.0895 | 91.0895 | 91.0895 | 91.0895 | 91.0895 | 91.0895 | 91.0895 | 91.0895 | 91.0895 | 91.0895 | 91.0895 | 91.0895 | 91.0895 | 91.0895 | 91.0895 | 91.0895 | 91.0895 | 91.0895 | 91.0895 | 91.0895 | 52.1903
SegNum-5 | 94.7201 | 99.1181 | 99.1181 | 99.1181 | 99.1181 | 99.1181 | 99.1181 | 99.1181 | 99.1181 | 99.1181 | 99.1181 | 99.1181 | 99.1181 | 99.1181 | 99.1181 | 99.1181 | 99.1181 | 99.1181 | 99.1181 | 99.1181 | 99.1181 | 99.1181 | 99.1181 | 99.1181 | 99.1181 | 99.1181 | 99.1181 | 99.1181 | 99.1181 | 99.1181 | 99.1181 | 99.1181 | 99.1181 | 99.1181 | 99.1181 | 99.1181 | 99.1181 | 99.1181 | 99.1181 | 99.1181 | 99.1181 | 99.1181 | 99.1181 | 99.1181 | 99.1181 | 99.1181 | 99.1181 | 99.1181 | 99.1181 | 99.1181 | 99.1181 | 99.1181 | 99.1181 | 99.1181 | 94.7201 | 55.4429 | 91.0986 | 91.0986 | 91.0986 | 91.0986 | 91.0986 | 91.0986 | 91.0986 | 91.0986 | 91.0986 | 91.0986 | 91.0986 | 91.0986 | 91.0986 | 91.0986 | 91.0986 | 91.0986 | 91.0986 | 91.0986 | 91.0986 | 91.0986 | 91.0986 | 91.0986 | 91.0986 | 91.0986 | 91.0986 | 91.0986 | 91.0986 | 91.0986 | 91.0986 | 91.0986 | 91.0986 | 91.0986 | 91.0986 | 91.0986 | 91.0986 | 91.0986 | 91.0986 | 91.0986 | 91.0986 | 91.0986 | 91.0986 | 91.0986 | 91.0986 | 91.0986 | 91.0986 | 91.0986 | 91.0986 | 91.0986 | 91.0986 | 91.0986 | 91.0986 | 91.0986 | 91.0986 | 55.4429
SegNum-6 | 95.3782 | 99.1181 | 99.1181 | 99.1181 | 99.1181 | 99.1181 | 99.1181 | 99.1181 | 99.1181 | 99.1181 | 99.1181 | 99.1181 | 99.1181 | 99.1181 | 99.1181 | 99.1181 | 99.1181 | 99.1181 | 99.1181 | 99.1181 | 99.1181 | 99.1181 | 99.1181 | 99.1181 | 99.1181 | 99.1181 | 99.1181 | 99.1181 | 99.1181 | 99.1181 | 99.1181 | 99.1181 | 99.1181 | 99.1181 | 99.1181 | 99.1181 | 99.1181 | 99.1181 | 99.1181 | 99.1181 | 99.1181 | 99.1181 | 99.1181 | 99.1181 | 99.1181 | 99.1181 | 99.1181 | 99.1181 | 99.1181 | 99.1181 | 99.1181 | 99.1181 | 99.1181 | 99.1181 | 95.3782 | 59.779 | 91.1201 | 91.1201 | 91.1201 | 91.1201 | 91.1201 | 91.1201 | 91.1201 | 91.1201 | 91.1201 | 91.1201 | 91.1201 | 91.1201 | 91.1201 | 91.1201 | 91.1201 | 91.1201 | 91.1201 | 91.1201 | 91.1201 | 91.1201 | 91.1201 | 91.1201 | 91.1201 | 91.1201 | 91.1201 | 91.1201 | 91.1201 | 91.1201 | 91.1201 | 91.1201 | 91.1201 | 91.1201 | 91.1201 | 91.1201 | 91.1201 | 91.1201 | 91.1201 | 91.1201 | 91.1201 | 91.1201 | 91.1201 | 91.1201 | 91.1201 | 91.1201 | 91.1201 | 91.1201 | 91.1201 | 91.1201 | 91.1201 | 91.1201 | 91.1201 | 91.1201 | 91.1201 | 59.779
SegNum-7 | 97.6449 | 99.1245 | 99.1245 | 99.1245 | 99.1245 | 99.1245 | 99.1245 | 99.1245 | 99.1245 | 99.1245 | 99.1245 | 99.1245 | 99.1245 | 99.1245 | 99.1245 | 99.1245 | 99.1245 | 99.1245 | 99.1245 | 99.1245 | 99.1245 | 99.1245 | 99.1245 | 99.1245 | 99.1245 | 99.1245 | 99.1245 | 99.1245 | 99.1245 | 99.1245 | 99.1245 | 99.1245 | 99.1245 | 99.1245 | 99.1245 | 99.1245 | 99.1245 | 99.1245 | 99.1245 | 99.1245 | 99.1245 | 99.1245 | 99.1245 | 99.1245 | 99.1245 | 99.1245 | 99.1245 | 99.1245 | 99.1245 | 99.1245 | 99.1245 | 99.1245 | 99.1245 | 99.1245 | 97.6449 | 77.3678 | 91.1424 | 91.1424 | 91.1424 | 91.1424 | 91.1424 | 91.1424 | 91.1424 | 91.1424 | 91.1424 | 91.1424 | 91.1424 | 91.1424 | 91.1424 | 91.1424 | 91.1424 | 91.1424 | 91.1424 | 91.1424 | 91.1424 | 91.1424 | 91.1424 | 91.1424 | 91.1424 | 91.1424 | 91.1424 | 91.1424 | 91.1424 | 91.1424 | 91.1424 | 91.1424 | 91.1424 | 91.1424 | 91.1424 | 91.1424 | 91.1424 | 91.1424 | 91.1424 | 91.1424 | 91.1424 | 91.1424 | 91.1424 | 91.1424 | 91.1424 | 91.1424 | 91.1424 | 91.1424 | 91.1424 | 91.1424 | 91.1424 | 91.1424 | 91.1424 | 91.1424 | 91.1424 | 77.3678
SegNum-8 | 99.0901 | 99.1181 | 99.1181 | 99.1181 | 99.1181 | 99.1181 | 99.1181 | 99.1181 | 99.1181 | 99.1181 | 99.1181 | 99.1181 | 99.1181 | 99.1181 | 99.1181 | 99.1181 | 99.1181 | 99.1181 | 99.1181 | 99.1181 | 99.1181 | 99.1181 | 99.1181 | 99.1181 | 99.1181 | 99.1181 | 99.1181 | 99.1181 | 99.1181 | 99.1181 | 99.1181 | 99.1181 | 99.1181 | 99.1181 | 99.1181 | 99.1181 | 99.1181 | 99.1181 | 99.1181 | 99.1181 | 99.1181 | 99.1181 | 99.1181 | 99.1181 | 99.1181 | 99.1181 | 99.1181 | 99.1181 | 99.1181 | 99.1181 | 99.1181 | 99.1181 | 99.1181 | 99.1181 | 99.0901 | 91.0461 | 91.1217 | 91.1217 | 91.1217 | 91.1217 | 91.1217 | 91.1217 | 91.1217 | 91.1217 | 91.1217 | 91.1217 | 91.1217 | 91.1217 | 91.1217 | 91.1217 | 91.1217 | 91.1217 | 91.1217 | 91.1217 | 91.1217 | 91.1217 | 91.1217 | 91.1217 | 91.1217 | 91.1217 | 91.1217 | 91.1217 | 91.1217 | 91.1217 | 91.1217 | 91.1217 | 91.1217 | 91.1217 | 91.1217 | 91.1217 | 91.1217 | 91.1217 | 91.1217 | 91.1217 | 91.1217 | 91.1217 | 91.1217 | 91.1217 | 91.1217 | 91.1217 | 91.1217 | 91.1217 | 91.1217 | 91.1217 | 91.1217 | 91.1217 | 91.1217 | 91.1217 | 91.1217 | 91.0461
SegNum-9 | 99.09 | 99.1182 | 99.1182 | 99.1182 | 99.1182 | 99.1182 | 99.1182 | 99.1182 | 99.1182 | 99.1182 | 99.1182 | 99.1182 | 99.1182 | 99.1182 | 99.1182 | 99.1182 | 99.1182 | 99.1182 | 99.1182 | 99.1182 | 99.1182 | 99.1182 | 99.1182 | 99.1182 | 99.1182 | 99.1182 | 99.1182 | 99.1182 | 99.1182 | 99.1182 | 99.1182 | 99.1182 | 99.1182 | 99.1182 | 99.1182 | 99.1182 | 99.1182 | 99.1182 | 99.1182 | 99.1182 | 99.1182 | 99.1182 | 99.1182 | 99.1182 | 99.1182 | 99.1182 | 99.1182 | 99.1182 | 99.1182 | 99.1182 | 99.1182 | 99.1182 | 99.1182 | 99.1182 | 99.09 | 91.0681 | 91.145 | 91.145 | 91.145 | 91.145 | 91.145 | 91.145 | 91.145 | 91.145 | 91.145 | 91.145 | 91.145 | 91.145 | 91.145 | 91.145 | 91.145 | 91.145 | 91.145 | 91.145 | 91.145 | 91.145 | 91.145 | 91.145 | 91.145 | 91.145 | 91.145 | 91.145 | 91.145 | 91.145 | 91.145 | 91.145 | 91.145 | 91.145 | 91.145 | 91.145 | 91.145 | 91.145 | 91.145 | 91.145 | 91.145 | 91.145 | 91.145 | 91.145 | 91.145 | 91.145 | 91.145 | 91.145 | 91.145 | 91.145 | 91.145 | 91.145 | 91.145 | 91.145 | 91.145 | 91.0681
SegNum-10 | 99.0964 | 99.1246 | 99.1246 | 99.1246 | 99.1246 | 99.1246 | 99.1246 | 99.1246 | 99.1246 | 99.1246 | 99.1246 | 99.1246 | 99.1246 | 99.1246 | 99.1246 | 99.1246 | 99.1246 | 99.1246 | 99.1246 | 99.1246 | 99.1246 | 99.1246 | 99.1246 | 99.1246 | 99.1246 | 99.1246 | 99.1246 | 99.1246 | 99.1246 | 99.1246 | 99.1246 | 99.1246 | 99.1246 | 99.1246 | 99.1246 | 99.1246 | 99.1246 | 99.1246 | 99.1246 | 99.1246 | 99.1246 | 99.1246 | 99.1246 | 99.1246 | 99.1246 | 99.1246 | 99.1246 | 99.1246 | 99.1246 | 99.1246 | 99.1246 | 99.1246 | 99.1246 | 99.1246 | 99.0964 | 91.098 | 91.1744 | 91.1744 | 91.1744 | 91.1744 | 91.1744 | 91.1744 | 91.1744 | 91.1744 | 91.1744 | 91.1744 | 91.1744 | 91.1744 | 91.1744 | 91.1744 | 91.1744 | 91.1744 | 91.1744 | 91.1744 | 91.1744 | 91.1744 | 91.1744 | 91.1744 | 91.1744 | 91.1744 | 91.1744 | 91.1744 | 91.1744 | 91.1744 | 91.1744 | 91.1744 | 91.1744 | 91.1744 | 91.1744 | 91.1744 | 91.1744 | 91.1744 | 91.1744 | 91.1744 | 91.1744 | 91.1744 | 91.1744 | 91.1744 | 91.1744 | 91.1744 | 91.1744 | 91.1744 | 91.1744 | 91.1744 | 91.1744 | 91.1744 | 91.1744 | 91.1744 | 91.1744 | 91.098
SegNum-11 | 99.0965 | 99.1246 | 99.1246 | 99.1246 | 99.1246 | 99.1246 | 99.1246 | 99.1246 | 99.1246 | 99.1246 | 99.1246 | 99.1246 | 99.1246 | 99.1246 | 99.1246 | 99.1246 | 99.1246 | 99.1246 | 99.1246 | 99.1246 | 99.1246 | 99.1246 | 99.1246 | 99.1246 | 99.1246 | 99.1246 | 99.1246 | 99.1246 | 99.1246 | 99.1246 | 99.1246 | 99.1246 | 99.1246 | 99.1246 | 99.1246 | 99.1246 | 99.1246 | 99.1246 | 99.1246 | 99.1246 | 99.1246 | 99.1246 | 99.1246 | 99.1246 | 99.1246 | 99.1246 | 99.1246 | 99.1246 | 99.1246 | 99.1246 | 99.1246 | 99.1246 | 99.1246 | 99.1246 | 99.0965 | 91.1351 | 91.2101 | 91.2101 | 91.2101 | 91.2101 | 91.2101 | 91.2101 | 91.2101 | 91.2101 | 91.2101 | 91.2101 | 91.2101 | 91.2101 | 91.2101 | 91.2101 | 91.2101 | 91.2101 | 91.2101 | 91.2101 | 91.2101 | 91.2101 | 91.2101 | 91.2101 | 91.2101 | 91.2101 | 91.2101 | 91.2101 | 91.2101 | 91.2101 | 91.2101 | 91.2101 | 91.2101 | 91.2101 | 91.2101 | 91.2101 | 91.2101 | 91.2101 | 91.2101 | 91.2101 | 91.2101 | 91.2101 | 91.2101 | 91.2101 | 91.2101 | 91.2101 | 91.2101 | 91.2101 | 91.2101 | 91.2101 | 91.2101 | 91.2101 | 91.2101 | 91.2101 | 91.2101 | 91.1351
SegNum-12 | 99.1029 | 99.1247 | 99.1247 | 99.1247 | 99.1247 | 99.1247 | 99.1247 | 99.1247 | 99.1247 | 99.1247 | 99.1247 | 99.1247 | 99.1247 | 99.1247 | 99.1247 | 99.1247 | 99.1247 | 99.1247 | 99.1247 | 99.1247 | 99.1247 | 99.1247 | 99.1247 | 99.1247 | 99.1247 | 99.1247 | 99.1247 | 99.1247 | 99.1247 | 99.1247 | 99.1247 | 99.1247 | 99.1247 | 99.1247 | 99.1247 | 99.1247 | 99.1247 | 99.1247 | 99.1247 | 99.1247 | 99.1247 | 99.1247 | 99.1247 | 99.1247 | 99.1247 | 99.1247 | 99.1247 | 99.1247 | 99.1247 | 99.1247 | 99.1247 | 99.1247 | 99.1247 | 99.1247 | 99.1029 | 91.1789 | 91.2432 | 91.2432 | 91.2432 | 91.2432 | 91.2432 | 91.2432 | 91.2432 | 91.2432 | 91.2432 | 91.2432 | 91.2432 | 91.2432 | 91.2432 | 91.2432 | 91.2432 | 91.2432 | 91.2432 | 91.2432 | 91.2432 | 91.2432 | 91.2432 | 91.2432 | 91.2432 | 91.2432 | 91.2432 | 91.2432 | 91.2432 | 91.2432 | 91.2432 | 91.2432 | 91.2432 | 91.2432 | 91.2432 | 91.2432 | 91.2432 | 91.2432 | 91.2432 | 91.2432 | 91.2432 | 91.2432 | 91.2432 | 91.2432 | 91.2432 | 91.2432 | 91.2432 | 91.2432 | 91.2432 | 91.2432 | 91.2432 | 91.2432 | 91.2432 | 91.2432 | 91.2432 | 91.1789
SegNum-13 | 99.1094 | 99.1312 | 99.1312 | 99.1312 | 99.1312 | 99.1312 | 99.1312 | 99.1312 | 99.1312 | 99.1312 | 99.1312 | 99.1312 | 99.1312 | 99.1312 | 99.1312 | 99.1312 | 99.1312 | 99.1312 | 99.1312 | 99.1312 | 99.1312 | 99.1312 | 99.1312 | 99.1312 | 99.1312 | 99.1312 | 99.1312 | 99.1312 | 99.1312 | 99.1312 | 99.1312 | 99.1312 | 99.1312 | 99.1312 | 99.1312 | 99.1312 | 99.1312 | 99.1312 | 99.1312 | 99.1312 | 99.1312 | 99.1312 | 99.1312 | 99.1312 | 99.1312 | 99.1312 | 99.1312 | 99.1312 | 99.1312 | 99.1312 | 99.1312 | 99.1312 | 99.1312 | 99.1312 | 99.1094 | 91.2294 | 91.2826 | 91.2826 | 91.2826 | 91.2826 | 91.2826 | 91.2826 | 91.2826 | 91.2826 | 91.2826 | 91.2826 | 91.2826 | 91.2826 | 91.2826 | 91.2826 | 91.2826 | 91.2826 | 91.2826 | 91.2826 | 91.2826 | 91.2826 | 91.2826 | 91.2826 | 91.2826 | 91.2826 | 91.2826 | 91.2826 | 91.2826 | 91.2826 | 91.2826 | 91.2826 | 91.2826 | 91.2826 | 91.2826 | 91.2826 | 91.2826 | 91.2826 | 91.2826 | 91.2826 | 91.2826 | 91.2826 | 91.2826 | 91.2826 | 91.2826 | 91.2826 | 91.2826 | 91.2826 | 91.2826 | 91.2826 | 91.2826 | 91.2826 | 91.2826 | 91.2826 | 91.2826 | 91.2294
SegNum-14 | 99.1159 | 99.1344 | 99.1344 | 99.1344 | 99.1344 | 99.1344 | 99.1344 | 99.1344 | 99.1344 | 99.1344 | 99.1344 | 99.1344 | 99.1344 | 99.1344 | 99.1344 | 99.1344 | 99.1344 | 99.1344 | 99.1344 | 99.1344 | 99.1344 | 99.1344 | 99.1344 | 99.1344 | 99.1344 | 99.1344 | 99.1344 | 99.1344 | 99.1344 | 99.1344 | 99.1344 | 99.1344 | 99.1344 | 99.1344 | 99.1344 | 99.1344 | 99.1344 | 99.1344 | 99.1344 | 99.1344 | 99.1344 | 99.1344 | 99.1344 | 99.1344 | 99.1344 | 99.1344 | 99.1344 | 99.1344 | 99.1344 | 99.1344 | 99.1344 | 99.1344 | 99.1344 | 99.1344 | 99.1159 | 91.2864 | 91.3195 | 91.3195 | 91.3195 | 91.3195 | 91.3195 | 91.3195 | 91.3195 | 91.3195 | 91.3195 | 91.3195 | 91.3195 | 91.3195 | 91.3195 | 91.3195 | 91.3195 | 91.3195 | 91.3195 | 91.3195 | 91.3195 | 91.3195 | 91.3195 | 91.3195 | 91.3195 | 91.3195 | 91.3195 | 91.3195 | 91.3195 | 91.3195 | 91.3195 | 91.3195 | 91.3195 | 91.3195 | 91.3195 | 91.3195 | 91.3195 | 91.3195 | 91.3195 | 91.3195 | 91.3195 | 91.3195 | 91.3195 | 91.3195 | 91.3195 | 91.3195 | 91.3195 | 91.3195 | 91.3195 | 91.3195 | 91.3195 | 91.3195 | 91.3195 | 91.3195 | 91.3195 | 91.2864
SegNum-15 | 99.1224 | 99.1377 | 99.1377 | 99.1377 | 99.1377 | 99.1377 | 99.1377 | 99.1377 | 99.1377 | 99.1377 | 99.1377 | 99.1377 | 99.1377 | 99.1377 | 99.1377 | 99.1377 | 99.1377 | 99.1377 | 99.1377 | 99.1377 | 99.1377 | 99.1377 | 99.1377 | 99.1377 | 99.1377 | 99.1377 | 99.1377 | 99.1377 | 99.1377 | 99.1377 | 99.1377 | 99.1377 | 99.1377 | 99.1377 | 99.1377 | 99.1377 | 99.1377 | 99.1377 | 99.1377 | 99.1377 | 99.1377 | 99.1377 | 99.1377 | 99.1377 | 99.1377 | 99.1377 | 99.1377 | 99.1377 | 99.1377 | 99.1377 | 99.1377 | 99.1377 | 99.1377 | 99.1377 | 99.1224 | 91.3444 | 91.3626 | 91.3626 | 91.3626 | 91.3626 | 91.3626 | 91.3626 | 91.3626 | 91.3626 | 91.3626 | 91.3626 | 91.3626 | 91.3626 | 91.3626 | 91.3626 | 91.3626 | 91.3626 | 91.3626 | 91.3626 | 91.3626 | 91.3626 | 91.3626 | 91.3626 | 91.3626 | 91.3626 | 91.3626 | 91.3626 | 91.3626 | 91.3626 | 91.3626 | 91.3626 | 91.3626 | 91.3626 | 91.3626 | 91.3626 | 91.3626 | 91.3626 | 91.3626 | 91.3626 | 91.3626 | 91.3626 | 91.3626 | 91.3626 | 91.3626 | 91.3626 | 91.3626 | 91.3626 | 91.3626 | 91.3626 | 91.3626 | 91.3626 | 91.3626 | 91.3626 | 91.3626 | 91.3444
SegNum-16 | 99.129 | 99.1442 | 99.1442 | 99.1442 | 99.1442 | 99.1442 | 99.1442 | 99.1442 | 99.1442 | 99.1442 | 99.1442 | 99.1442 | 99.1442 | 99.1442 | 99.1442 | 99.1442 | 99.1442 | 99.1442 | 99.1442 | 99.1442 | 99.1442 | 99.1442 | 99.1442 | 99.1442 | 99.1442 | 99.1442 | 99.1442 | 99.1442 | 99.1442 | 99.1442 | 99.1442 | 99.1442 | 99.1442 | 99.1442 | 99.1442 | 99.1442 | 99.1442 | 99.1442 | 99.1442 | 99.1442 | 99.1442 | 99.1442 | 99.1442 | 99.1442 | 99.1442 | 99.1442 | 99.1442 | 99.1442 | 99.1442 | 99.1442 | 99.1442 | 99.1442 | 99.1442 | 99.1442 | 99.129 | 91.409 | 91.412 | 91.412 | 91.412 | 91.412 | 91.412 | 91.412 | 91.412 | 91.412 | 91.412 | 91.412 | 91.412 | 91.412 | 91.412 | 91.412 | 91.412 | 91.412 | 91.412 | 91.412 | 91.412 | 91.412 | 91.412 | 91.412 | 91.412 | 91.412 | 91.412 | 91.412 | 91.412 | 91.412 | 91.412 | 91.412 | 91.412 | 91.412 | 91.412 | 91.412 | 91.412 | 91.412 | 91.412 | 91.412 | 91.412 | 91.412 | 91.412 | 91.412 | 91.412 | 91.412 | 91.412 | 91.412 | 91.412 | 91.412 | 91.412 | 91.412 | 91.412 | 91.412 | 91.412 | 91.409
SegNum-17 | 99.1419 | 99.1507 | 99.1507 | 99.1507 | 99.1507 | 99.1507 | 99.1507 | 99.1507 | 99.1507 | 99.1507 | 99.1507 | 99.1507 | 99.1507 | 99.1507 | 99.1507 | 99.1507 | 99.1507 | 99.1507 | 99.1507 | 99.1507 | 99.1507 | 99.1507 | 99.1507 | 99.1507 | 99.1507 | 99.1507 | 99.1507 | 99.1507 | 99.1507 | 99.1507 | 99.1507 | 99.1507 | 99.1507 | 99.1507 | 99.1507 | 99.1507 | 99.1507 | 99.1507 | 99.1507 | 99.1507 | 99.1507 | 99.1507 | 99.1507 | 99.1507 | 99.1507 | 99.1507 | 99.1507 | 99.1507 | 99.1507 | 99.1507 | 99.1507 | 99.1507 | 99.1507 | 99.1507 | 99.1419 | 91.4802 | 91.4619 | 91.4619 | 91.4619 | 91.4619 | 91.4619 | 91.4619 | 91.4619 | 91.4619 | 91.4619 | 91.4619 | 91.4619 | 91.4619 | 91.4619 | 91.4619 | 91.4619 | 91.4619 | 91.4619 | 91.4619 | 91.4619 | 91.4619 | 91.4619 | 91.4619 | 91.4619 | 91.4619 | 91.4619 | 91.4619 | 91.4619 | 91.4619 | 91.4619 | 91.4619 | 91.4619 | 91.4619 | 91.4619 | 91.4619 | 91.4619 | 91.4619 | 91.4619 | 91.4619 | 91.4619 | 91.4619 | 91.4619 | 91.4619 | 91.4619 | 91.4619 | 91.4619 | 91.4619 | 91.4619 | 91.4619 | 91.4619 | 91.4619 | 91.4619 | 91.4619 | 91.4619 | 91.4802
SegNum-18 | 99.1548 | 99.1508 | 99.1508 | 99.1508 | 99.1508 | 99.1508 | 99.1508 | 99.1508 | 99.1508 | 99.1508 | 99.1508 | 99.1508 | 99.1508 | 99.1508 | 99.1508 | 99.1508 | 99.1508 | 99.1508 | 99.1508 | 99.1508 | 99.1508 | 99.1508 | 99.1508 | 99.1508 | 99.1508 | 99.1508 | 99.1508 | 99.1508 | 99.1508 | 99.1508 | 99.1508 | 99.1508 | 99.1508 | 99.1508 | 99.1508 | 99.1508 | 99.1508 | 99.1508 | 99.1508 | 99.1508 | 99.1508 | 99.1508 | 99.1508 | 99.1508 | 99.1508 | 99.1508 | 99.1508 | 99.1508 | 99.1508 | 99.1508 | 99.1508 | 99.1508 | 99.1508 | 99.1508 | 99.1548 | 91.558 | 91.5124 | 91.5124 | 91.5124 | 91.5124 | 91.5124 | 91.5124 | 91.5124 | 91.5124 | 91.5124 | 91.5124 | 91.5124 | 91.5124 | 91.5124 | 91.5124 | 91.5124 | 91.5124 | 91.5124 | 91.5124 | 91.5124 | 91.5124 | 91.5124 | 91.5124 | 91.5124 | 91.5124 | 91.5124 | 91.5124 | 91.5124 | 91.5124 | 91.5124 | 91.5124 | 91.5124 | 91.5124 | 91.5124 | 91.5124 | 91.5124 | 91.5124 | 91.5124 | 91.5124 | 91.5124 | 91.5124 | 91.5124 | 91.5124 | 91.5124 | 91.5124 | 91.5124 | 91.5124 | 91.5124 | 91.5124 | 91.5124 | 91.5124 | 91.5124 | 91.5124 | 91.5124 | 91.558
SegNum-19 | 99.1614 | 99.1605 | 99.1605 | 99.1605 | 99.1605 | 99.1605 | 99.1605 | 99.1605 | 99.1605 | 99.1605 | 99.1605 | 99.1605 | 99.1605 | 99.1605 | 99.1605 | 99.1605 | 99.1605 | 99.1605 | 99.1605 | 99.1605 | 99.1605 | 99.1605 | 99.1605 | 99.1605 | 99.1605 | 99.1605 | 99.1605 | 99.1605 | 99.1605 | 99.1605 | 99.1605 | 99.1605 | 99.1605 | 99.1605 | 99.1605 | 99.1605 | 99.1605 | 99.1605 | 99.1605 | 99.1605 | 99.1605 | 99.1605 | 99.1605 | 99.1605 | 99.1605 | 99.1605 | 99.1605 | 99.1605 | 99.1605 | 99.1605 | 99.1605 | 99.1605 | 99.1605 | 99.1605 | 99.1614 | 91.6425 | 91.5749 | 91.5749 | 91.5749 | 91.5749 | 91.5749 | 91.5749 | 91.5749 | 91.5749 | 91.5749 | 91.5749 | 91.5749 | 91.5749 | 91.5749 | 91.5749 | 91.5749 | 91.5749 | 91.5749 | 91.5749 | 91.5749 | 91.5749 | 91.5749 | 91.5749 | 91.5749 | 91.5749 | 91.5749 | 91.5749 | 91.5749 | 91.5749 | 91.5749 | 91.5749 | 91.5749 | 91.5749 | 91.5749 | 91.5749 | 91.5749 | 91.5749 | 91.5749 | 91.5749 | 91.5749 | 91.5749 | 91.5749 | 91.5749 | 91.5749 | 91.5749 | 91.5749 | 91.5749 | 91.5749 | 91.5749 | 91.5749 | 91.5749 | 91.5749 | 91.5749 | 91.5749 | 91.6425
SegNum-20 | 99.1744 | 99.1639 | 99.1639 | 99.1639 | 99.1639 | 99.1639 | 99.1639 | 99.1639 | 99.1639 | 99.1639 | 99.1639 | 99.1639 | 99.1639 | 99.1639 | 99.1639 | 99.1639 | 99.1639 | 99.1639 | 99.1639 | 99.1639 | 99.1639 | 99.1639 | 99.1639 | 99.1639 | 99.1639 | 99.1639 | 99.1639 | 99.1639 | 99.1639 | 99.1639 | 99.1639 | 99.1639 | 99.1639 | 99.1639 | 99.1639 | 99.1639 | 99.1639 | 99.1639 | 99.1639 | 99.1639 | 99.1639 | 99.1639 | 99.1639 | 99.1639 | 99.1639 | 99.1639 | 99.1639 | 99.1639 | 99.1639 | 99.1639 | 99.1639 | 99.1639 | 99.1639 | 99.1639 | 99.1744 | 91.7337 | 91.6323 | 91.6323 | 91.6323 | 91.6323 | 91.6323 | 91.6323 | 91.6323 | 91.6323 | 91.6323 | 91.6323 | 91.6323 | 91.6323 | 91.6323 | 91.6323 | 91.6323 | 91.6323 | 91.6323 | 91.6323 | 91.6323 | 91.6323 | 91.6323 | 91.6323 | 91.6323 | 91.6323 | 91.6323 | 91.6323 | 91.6323 | 91.6323 | 91.6323 | 91.6323 | 91.6323 | 91.6323 | 91.6323 | 91.6323 | 91.6323 | 91.6323 | 91.6323 | 91.6323 | 91.6323 | 91.6323 | 91.6323 | 91.6323 | 91.6323 | 91.6323 | 91.6323 | 91.6323 | 91.6323 | 91.6323 | 91.6323 | 91.6323 | 91.6323 | 91.6323 | 91.6323 | 91.7337
Refrigerant Local HTC [W/m2 K]
| Tube 1 | Tube 2 | Tube 3 | Tube 4 | Tube 5 | Tube 6 | Tube 7 | Tube 8 | Tube 9 | Tube 10 | Tube 11 | Tube 12 | Tube 13 | Tube 14 | Tube 15 | Tube 16 | Tube 17 | Tube 18 | Tube 19 | Tube 20 | Tube 21 | Tube 22 | Tube 23 | Tube 24 | Tube 25 | Tube 26 | Tube 27 | Tube 28 | Tube 29 | Tube 30 | Tube 31 | Tube 32 | Tube 33 | Tube 34 | Tube 35 | Tube 36 | Tube 37 | Tube 38 | Tube 39 | Tube 40 | Tube 41 | Tube 42 | Tube 43 | Tube 44 | Tube 45 | Tube 46 | Tube 47 | Tube 48 | Tube 49 | Tube 50 | Tube 51 | Tube 52 | Tube 53 | Tube 54 | Tube 55 | Tube 56 | Tube 57 | Tube 58 | Tube 59 | Tube 60 | Tube 61 | Tube 62 | Tube 63 | Tube 64 | Tube 65 | Tube 66 | Tube 67 | Tube 68 | Tube 69 | Tube 70 | Tube 71 | Tube 72 | Tube 73 | Tube 74 | Tube 75 | Tube 76 | Tube 77 | Tube 78 | Tube 79 | Tube 80 | Tube 81 | Tube 82 | Tube 83 | Tube 84 | Tube 85 | Tube 86 | Tube 87 | Tube 88 | Tube 89 | Tube 90 | Tube 91 | Tube 92 | Tube 93 | Tube 94 | Tube 95 | Tube 96 | Tube 97 | Tube 98 | Tube 99 | Tube 100 | Tube 101 | Tube 102 | Tube 103 | Tube 104 | Tube 105 | Tube 106 | Tube 107 | Tube 108 | Tube 109 | Tube 110
SegNum-1 | 1227.89 | 1157.33 | 1157.33 | 1157.33 | 1157.33 | 1157.33 | 1157.33 | 1157.33 | 1157.33 | 1157.33 | 1157.33 | 1157.33 | 1157.33 | 1157.33 | 1157.33 | 1157.33 | 1157.33 | 1157.33 | 1157.33 | 1157.33 | 1157.33 | 1157.33 | 1157.33 | 1157.33 | 1157.33 | 1157.33 | 1157.33 | 1157.33 | 1157.33 | 1157.33 | 1157.33 | 1157.33 | 1157.33 | 1157.33 | 1157.33 | 1157.33 | 1157.33 | 1157.33 | 1157.33 | 1157.33 | 1157.33 | 1157.33 | 1157.33 | 1157.33 | 1157.33 | 1157.33 | 1157.33 | 1157.33 | 1157.33 | 1157.33 | 1157.33 | 1157.33 | 1157.33 | 1157.33 | 1227.89 | 125.669 | 128.68 | 128.68 | 128.68 | 128.68 | 128.68 | 128.68 | 128.68 | 128.68 | 128.68 | 128.68 | 128.68 | 128.68 | 128.68 | 128.68 | 128.68 | 128.68 | 128.68 | 128.68 | 128.68 | 128.68 | 128.68 | 128.68 | 128.68 | 128.68 | 128.68 | 128.68 | 128.68 | 128.68 | 128.68 | 128.68 | 128.68 | 128.68 | 128.68 | 128.68 | 128.68 | 128.68 | 128.68 | 128.68 | 128.68 | 128.68 | 128.68 | 128.68 | 128.68 | 128.68 | 128.68 | 128.68 | 128.68 | 128.68 | 128.68 | 128.68 | 128.68 | 128.68 | 128.68 | 125.669
SegNum-2 | 1290.29 | 1183.76 | 1183.76 | 1183.76 | 1183.76 | 1183.76 | 1183.76 | 1183.76 | 1183.76 | 1183.76 | 1183.76 | 1183.76 | 1183.76 | 1183.76 | 1183.76 | 1183.76 | 1183.76 | 1183.76 | 1183.76 | 1183.76 | 1183.76 | 1183.76 | 1183.76 | 1183.76 | 1183.76 | 1183.76 | 1183.76 | 1183.76 | 1183.76 | 1183.76 | 1183.76 | 1183.76 | 1183.76 | 1183.76 | 1183.76 | 1183.76 | 1183.76 | 1183.76 | 1183.76 | 1183.76 | 1183.76 | 1183.76 | 1183.76 | 1183.76 | 1183.76 | 1183.76 | 1183.76 | 1183.76 | 1183.76 | 1183.76 | 1183.76 | 1183.76 | 1183.76 | 1183.76 | 1290.29 | 126.058 | 194.805 | 194.805 | 194.805 | 194.805 | 194.805 | 194.805 | 194.805 | 194.805 | 194.805 | 194.805 | 194.805 | 194.805 | 194.805 | 194.805 | 194.805 | 194.805 | 194.805 | 194.805 | 194.805 | 194.805 | 194.805 | 194.805 | 194.805 | 194.805 | 194.805 | 194.805 | 194.805 | 194.805 | 194.805 | 194.805 | 194.805 | 194.805 | 194.805 | 194.805 | 194.805 | 194.805 | 194.805 | 194.805 | 194.805 | 194.805 | 194.805 | 194.805 | 194.805 | 194.805 | 194.805 | 194.805 | 194.805 | 194.805 | 194.805 | 194.805 | 194.805 | 194.805 | 194.805 | 126.058
SegNum-3 | 1352.62 | 1201.49 | 1201.49 | 1201.49 | 1201.49 | 1201.49 | 1201.49 | 1201.49 | 1201.49 | 1201.49 | 1201.49 | 1201.49 | 1201.49 | 1201.49 | 1201.49 | 1201.49 | 1201.49 | 1201.49 | 1201.49 | 1201.49 | 1201.49 | 1201.49 | 1201.49 | 1201.49 | 1201.49 | 1201.49 | 1201.49 | 1201.49 | 1201.49 | 1201.49 | 1201.49 | 1201.49 | 1201.49 | 1201.49 | 1201.49 | 1201.49 | 1201.49 | 1201.49 | 1201.49 | 1201.49 | 1201.49 | 1201.49 | 1201.49 | 1201.49 | 1201.49 | 1201.49 | 1201.49 | 1201.49 | 1201.49 | 1201.49 | 1201.49 | 1201.49 | 1201.49 | 1201.49 | 1352.62 | 126.534 | 2261.32 | 2261.32 | 2261.32 | 2261.32 | 2261.32 | 2261.32 | 2261.32 | 2261.32 | 2261.32 | 2261.32 | 2261.32 | 2261.32 | 2261.32 | 2261.32 | 2261.32 | 2261.32 | 2261.32 | 2261.32 | 2261.32 | 2261.32 | 2261.32 | 2261.32 | 2261.32 | 2261.32 | 2261.32 | 2261.32 | 2261.32 | 2261.32 | 2261.32 | 2261.32 | 2261.32 | 2261.32 | 2261.32 | 2261.32 | 2261.32 | 2261.32 | 2261.32 | 2261.32 | 2261.32 | 2261.32 | 2261.32 | 2261.32 | 2261.32 | 2261.32 | 2261.32 | 2261.32 | 2261.32 | 2261.32 | 2261.32 | 2261.32 | 2261.32 | 2261.32 | 2261.32 | 126.534
SegNum-4 | 1413.73 | 1212.85 | 1212.85 | 1212.85 | 1212.85 | 1212.85 | 1212.85 | 1212.85 | 1212.85 | 1212.85 | 1212.85 | 1212.85 | 1212.85 | 1212.85 | 1212.85 | 1212.85 | 1212.85 | 1212.85 | 1212.85 | 1212.85 | 1212.85 | 1212.85 | 1212.85 | 1212.85 | 1212.85 | 1212.85 | 1212.85 | 1212.85 | 1212.85 | 1212.85 | 1212.85 | 1212.85 | 1212.85 | 1212.85 | 1212.85 | 1212.85 | 1212.85 | 1212.85 | 1212.85 | 1212.85 | 1212.85 | 1212.85 | 1212.85 | 1212.85 | 1212.85 | 1212.85 | 1212.85 | 1212.85 | 1212.85 | 1212.85 | 1212.85 | 1212.85 | 1212.85 | 1212.85 | 1413.73 | 127.117 | 2253.05 | 2253.05 | 2253.05 | 2253.05 | 2253.05 | 2253.05 | 2253.05 | 2253.05 | 2253.05 | 2253.05 | 2253.05 | 2253.05 | 2253.05 | 2253.05 | 2253.05 | 2253.05 | 2253.05 | 2253.05 | 2253.05 | 2253.05 | 2253.05 | 2253.05 | 2253.05 | 2253.05 | 2253.05 | 2253.05 | 2253.05 | 2253.05 | 2253.05 | 2253.05 | 2253.05 | 2253.05 | 2253.05 | 2253.05 | 2253.05 | 2253.05 | 2253.05 | 2253.05 | 2253.05 | 2253.05 | 2253.05 | 2253.05 | 2253.05 | 2253.05 | 2253.05 | 2253.05 | 2253.05 | 2253.05 | 2253.05 | 2253.05 | 2253.05 | 2253.05 | 2253.05 | 127.117
SegNum-5 | 1472.71 | 1224.22 | 1224.22 | 1224.22 | 1224.22 | 1224.22 | 1224.22 | 1224.22 | 1224.22 | 1224.22 | 1224.22 | 1224.22 | 1224.22 | 1224.22 | 1224.22 | 1224.22 | 1224.22 | 1224.22 | 1224.22 | 1224.22 | 1224.22 | 1224.22 | 1224.22 | 1224.22 | 1224.22 | 1224.22 | 1224.22 | 1224.22 | 1224.22 | 1224.22 | 1224.22 | 1224.22 | 1224.22 | 1224.22 | 1224.22 | 1224.22 | 1224.22 | 1224.22 | 1224.22 | 1224.22 | 1224.22 | 1224.22 | 1224.22 | 1224.22 | 1224.22 | 1224.22 | 1224.22 | 1224.22 | 1224.22 | 1224.22 | 1224.22 | 1224.22 | 1224.22 | 1224.22 | 1472.71 | 127.834 | 2227.64 | 2227.64 | 2227.64 | 2227.64 | 2227.64 | 2227.64 | 2227.64 | 2227.64 | 2227.64 | 2227.64 | 2227.64 | 2227.64 | 2227.64 | 2227.64 | 2227.64 | 2227.64 | 2227.64 | 2227.64 | 2227.64 | 2227.64 | 2227.64 | 2227.64 | 2227.64 | 2227.64 | 2227.64 | 2227.64 | 2227.64 | 2227.64 | 2227.64 | 2227.64 | 2227.64 | 2227.64 | 2227.64 | 2227.64 | 2227.64 | 2227.64 | 2227.64 | 2227.64 | 2227.64 | 2227.64 | 2227.64 | 2227.64 | 2227.64 | 2227.64 | 2227.64 | 2227.64 | 2227.64 | 2227.64 | 2227.64 | 2227.64 | 2227.64 | 2227.64 | 2227.64 | 127.834
SegNum-6 | 1528.6 | 1235.63 | 1235.63 | 1235.63 | 1235.63 | 1235.63 | 1235.63 | 1235.63 | 1235.63 | 1235.63 | 1235.63 | 1235.63 | 1235.63 | 1235.63 | 1235.63 | 1235.63 | 1235.63 | 1235.63 | 1235.63 | 1235.63 | 1235.63 | 1235.63 | 1235.63 | 1235.63 | 1235.63 | 1235.63 | 1235.63 | 1235.63 | 1235.63 | 1235.63 | 1235.63 | 1235.63 | 1235.63 | 1235.63 | 1235.63 | 1235.63 | 1235.63 | 1235.63 | 1235.63 | 1235.63 | 1235.63 | 1235.63 | 1235.63 | 1235.63 | 1235.63 | 1235.63 | 1235.63 | 1235.63 | 1235.63 | 1235.63 | 1235.63 | 1235.63 | 1235.63 | 1235.63 | 1528.6 | 128.722 | 2193.71 | 2193.71 | 2193.71 | 2193.71 | 2193.71 | 2193.71 | 2193.71 | 2193.71 | 2193.71 | 2193.71 | 2193.71 | 2193.71 | 2193.71 | 2193.71 | 2193.71 | 2193.71 | 2193.71 | 2193.71 | 2193.71 | 2193.71 | 2193.71 | 2193.71 | 2193.71 | 2193.71 | 2193.71 | 2193.71 | 2193.71 | 2193.71 | 2193.71 | 2193.71 | 2193.71 | 2193.71 | 2193.71 | 2193.71 | 2193.71 | 2193.71 | 2193.71 | 2193.71 | 2193.71 | 2193.71 | 2193.71 | 2193.71 | 2193.71 | 2193.71 | 2193.71 | 2193.71 | 2193.71 | 2193.71 | 2193.71 | 2193.71 | 2193.71 | 2193.71 | 2193.71 | 128.722
SegNum-7 | 1566.9 | 1247.1 | 1247.1 | 1247.1 | 1247.1 | 1247.1 | 1247.1 | 1247.1 | 1247.1 | 1247.1 | 1247.1 | 1247.1 | 1247.1 | 1247.1 | 1247.1 | 1247.1 | 1247.1 | 1247.1 | 1247.1 | 1247.1 | 1247.1 | 1247.1 | 1247.1 | 1247.1 | 1247.1 | 1247.1 | 1247.1 | 1247.1 | 1247.1 | 1247.1 | 1247.1 | 1247.1 | 1247.1 | 1247.1 | 1247.1 | 1247.1 | 1247.1 | 1247.1 | 1247.1 | 1247.1 | 1247.1 | 1247.1 | 1247.1 | 1247.1 | 1247.1 | 1247.1 | 1247.1 | 1247.1 | 1247.1 | 1247.1 | 1247.1 | 1247.1 | 1247.1 | 1247.1 | 1566.9 | 242.721 | 2154.52 | 2154.52 | 2154.52 | 2154.52 | 2154.52 | 2154.52 | 2154.52 | 2154.52 | 2154.52 | 2154.52 | 2154.52 | 2154.52 | 2154.52 | 2154.52 | 2154.52 | 2154.52 | 2154.52 | 2154.52 | 2154.52 | 2154.52 | 2154.52 | 2154.52 | 2154.52 | 2154.52 | 2154.52 | 2154.52 | 2154.52 | 2154.52 | 2154.52 | 2154.52 | 2154.52 | 2154.52 | 2154.52 | 2154.52 | 2154.52 | 2154.52 | 2154.52 | 2154.52 | 2154.52 | 2154.52 | 2154.52 | 2154.52 | 2154.52 | 2154.52 | 2154.52 | 2154.52 | 2154.52 | 2154.52 | 2154.52 | 2154.52 | 2154.52 | 2154.52 | 2154.52 | 242.721
SegNum-8 | 1593.87 | 1258.64 | 1258.64 | 1258.64 | 1258.64 | 1258.64 | 1258.64 | 1258.64 | 1258.64 | 1258.64 | 1258.64 | 1258.64 | 1258.64 | 1258.64 | 1258.64 | 1258.64 | 1258.64 | 1258.64 | 1258.64 | 1258.64 | 1258.64 | 1258.64 | 1258.64 | 1258.64 | 1258.64 | 1258.64 | 1258.64 | 1258.64 | 1258.64 | 1258.64 | 1258.64 | 1258.64 | 1258.64 | 1258.64 | 1258.64 | 1258.64 | 1258.64 | 1258.64 | 1258.64 | 1258.64 | 1258.64 | 1258.64 | 1258.64 | 1258.64 | 1258.64 | 1258.64 | 1258.64 | 1258.64 | 1258.64 | 1258.64 | 1258.64 | 1258.64 | 1258.64 | 1258.64 | 1593.87 | 2259.24 | 2111.68 | 2111.68 | 2111.68 | 2111.68 | 2111.68 | 2111.68 | 2111.68 | 2111.68 | 2111.68 | 2111.68 | 2111.68 | 2111.68 | 2111.68 | 2111.68 | 2111.68 | 2111.68 | 2111.68 | 2111.68 | 2111.68 | 2111.68 | 2111.68 | 2111.68 | 2111.68 | 2111.68 | 2111.68 | 2111.68 | 2111.68 | 2111.68 | 2111.68 | 2111.68 | 2111.68 | 2111.68 | 2111.68 | 2111.68 | 2111.68 | 2111.68 | 2111.68 | 2111.68 | 2111.68 | 2111.68 | 2111.68 | 2111.68 | 2111.68 | 2111.68 | 2111.68 | 2111.68 | 2111.68 | 2111.68 | 2111.68 | 2111.68 | 2111.68 | 2111.68 | 2111.68 | 2259.24
SegNum-9 | 1610.18 | 1270.28 | 1270.28 | 1270.28 | 1270.28 | 1270.28 | 1270.28 | 1270.28 | 1270.28 | 1270.28 | 1270.28 | 1270.28 | 1270.28 | 1270.28 | 1270.28 | 1270.28 | 1270.28 | 1270.28 | 1270.28 | 1270.28 | 1270.28 | 1270.28 | 1270.28 | 1270.28 | 1270.28 | 1270.28 | 1270.28 | 1270.28 | 1270.28 | 1270.28 | 1270.28 | 1270.28 | 1270.28 | 1270.28 | 1270.28 | 1270.28 | 1270.28 | 1270.28 | 1270.28 | 1270.28 | 1270.28 | 1270.28 | 1270.28 | 1270.28 | 1270.28 | 1270.28 | 1270.28 | 1270.28 | 1270.28 | 1270.28 | 1270.28 | 1270.28 | 1270.28 | 1270.28 | 1610.18 | 2228.19 | 2066.1 | 2066.1 | 2066.1 | 2066.1 | 2066.1 | 2066.1 | 2066.1 | 2066.1 | 2066.1 | 2066.1 | 2066.1 | 2066.1 | 2066.1 | 2066.1 | 2066.1 | 2066.1 | 2066.1 | 2066.1 | 2066.1 | 2066.1 | 2066.1 | 2066.1 | 2066.1 | 2066.1 | 2066.1 | 2066.1 | 2066.1 | 2066.1 | 2066.1 | 2066.1 | 2066.1 | 2066.1 | 2066.1 | 2066.1 | 2066.1 | 2066.1 | 2066.1 | 2066.1 | 2066.1 | 2066.1 | 2066.1 | 2066.1 | 2066.1 | 2066.1 | 2066.1 | 2066.1 | 2066.1 | 2066.1 | 2066.1 | 2066.1 | 2066.1 | 2066.1 | 2066.1 | 2228.19
SegNum-10 | 1626.56 | 1281.99 | 1281.99 | 1281.99 | 1281.99 | 1281.99 | 1281.99 | 1281.99 | 1281.99 | 1281.99 | 1281.99 | 1281.99 | 1281.99 | 1281.99 | 1281.99 | 1281.99 | 1281.99 | 1281.99 | 1281.99 | 1281.99 | 1281.99 | 1281.99 | 1281.99 | 1281.99 | 1281.99 | 1281.99 | 1281.99 | 1281.99 | 1281.99 | 1281.99 | 1281.99 | 1281.99 | 1281.99 | 1281.99 | 1281.99 | 1281.99 | 1281.99 | 1281.99 | 1281.99 | 1281.99 | 1281.99 | 1281.99 | 1281.99 | 1281.99 | 1281.99 | 1281.99 | 1281.99 | 1281.99 | 1281.99 | 1281.99 | 1281.99 | 1281.99 | 1281.99 | 1281.99 | 1626.56 | 2181.36 | 2018.35 | 2018.35 | 2018.35 | 2018.35 | 2018.35 | 2018.35 | 2018.35 | 2018.35 | 2018.35 | 2018.35 | 2018.35 | 2018.35 | 2018.35 | 2018.35 | 2018.35 | 2018.35 | 2018.35 | 2018.35 | 2018.35 | 2018.35 | 2018.35 | 2018.35 | 2018.35 | 2018.35 | 2018.35 | 2018.35 | 2018.35 | 2018.35 | 2018.35 | 2018.35 | 2018.35 | 2018.35 | 2018.35 | 2018.35 | 2018.35 | 2018.35 | 2018.35 | 2018.35 | 2018.35 | 2018.35 | 2018.35 | 2018.35 | 2018.35 | 2018.35 | 2018.35 | 2018.35 | 2018.35 | 2018.35 | 2018.35 | 2018.35 | 2018.35 | 2018.35 | 2018.35 | 2181.36
SegNum-11 | 1643.05 | 1293.8 | 1293.8 | 1293.8 | 1293.8 | 1293.8 | 1293.8 | 1293.8 | 1293.8 | 1293.8 | 1293.8 | 1293.8 | 1293.8 | 1293.8 | 1293.8 | 1293.8 | 1293.8 | 1293.8 | 1293.8 | 1293.8 | 1293.8 | 1293.8 | 1293.8 | 1293.8 | 1293.8 | 1293.8 | 1293.8 | 1293.8 | 1293.8 | 1293.8 | 1293.8 | 1293.8 | 1293.8 | 1293.8 | 1293.8 | 1293.8 | 1293.8 | 1293.8 | 1293.8 | 1293.8 | 1293.8 | 1293.8 | 1293.8 | 1293.8 | 1293.8 | 1293.8 | 1293.8 | 1293.8 | 1293.8 | 1293.8 | 1293.8 | 1293.8 | 1293.8 | 1293.8 | 1643.05 | 2126.28 | 1968.81 | 1968.81 | 1968.81 | 1968.81 | 1968.81 | 1968.81 | 1968.81 | 1968.81 | 1968.81 | 1968.81 | 1968.81 | 1968.81 | 1968.81 | 1968.81 | 1968.81 | 1968.81 | 1968.81 | 1968.81 | 1968.81 | 1968.81 | 1968.81 | 1968.81 | 1968.81 | 1968.81 | 1968.81 | 1968.81 | 1968.81 | 1968.81 | 1968.81 | 1968.81 | 1968.81 | 1968.81 | 1968.81 | 1968.81 | 1968.81 | 1968.81 | 1968.81 | 1968.81 | 1968.81 | 1968.81 | 1968.81 | 1968.81 | 1968.81 | 1968.81 | 1968.81 | 1968.81 | 1968.81 | 1968.81 | 1968.81 | 1968.81 | 1968.81 | 1968.81 | 1968.81 | 2126.28
SegNum-12 | 1659.66 | 1305.71 | 1305.71 | 1305.71 | 1305.71 | 1305.71 | 1305.71 | 1305.71 | 1305.71 | 1305.71 | 1305.71 | 1305.71 | 1305.71 | 1305.71 | 1305.71 | 1305.71 | 1305.71 | 1305.71 | 1305.71 | 1305.71 | 1305.71 | 1305.71 | 1305.71 | 1305.71 | 1305.71 | 1305.71 | 1305.71 | 1305.71 | 1305.71 | 1305.71 | 1305.71 | 1305.71 | 1305.71 | 1305.71 | 1305.71 | 1305.71 | 1305.71 | 1305.71 | 1305.71 | 1305.71 | 1305.71 | 1305.71 | 1305.71 | 1305.71 | 1305.71 | 1305.71 | 1305.71 | 1305.71 | 1305.71 | 1305.71 | 1305.71 | 1305.71 | 1305.71 | 1305.71 | 1659.66 | 2065.96 | 1917.76 | 1917.76 | 1917.76 | 1917.76 | 1917.76 | 1917.76 | 1917.76 | 1917.76 | 1917.76 | 1917.76 | 1917.76 | 1917.76 | 1917.76 | 1917.76 | 1917.76 | 1917.76 | 1917.76 | 1917.76 | 1917.76 | 1917.76 | 1917.76 | 1917.76 | 1917.76 | 1917.76 | 1917.76 | 1917.76 | 1917.76 | 1917.76 | 1917.76 | 1917.76 | 1917.76 | 1917.76 | 1917.76 | 1917.76 | 1917.76 | 1917.76 | 1917.76 | 1917.76 | 1917.76 | 1917.76 | 1917.76 | 1917.76 | 1917.76 | 1917.76 | 1917.76 | 1917.76 | 1917.76 | 1917.76 | 1917.76 | 1917.76 | 1917.76 | 1917.76 | 1917.76 | 2065.96
SegNum-13 | 1676.43 | 1317.73 | 1317.73 | 1317.73 | 1317.73 | 1317.73 | 1317.73 | 1317.73 | 1317.73 | 1317.73 | 1317.73 | 1317.73 | 1317.73 | 1317.73 | 1317.73 | 1317.73 | 1317.73 | 1317.73 | 1317.73 | 1317.73 | 1317.73 | 1317.73 | 1317.73 | 1317.73 | 1317.73 | 1317.73 | 1317.73 | 1317.73 | 1317.73 | 1317.73 | 1317.73 | 1317.73 | 1317.73 | 1317.73 | 1317.73 | 1317.73 | 1317.73 | 1317.73 | 1317.73 | 1317.73 | 1317.73 | 1317.73 | 1317.73 | 1317.73 | 1317.73 | 1317.73 | 1317.73 | 1317.73 | 1317.73 | 1317.73 | 1317.73 | 1317.73 | 1317.73 | 1317.73 | 1676.43 | 2001.96 | 1865.39 | 1865.39 | 1865.39 | 1865.39 | 1865.39 | 1865.39 | 1865.39 | 1865.39 | 1865.39 | 1865.39 | 1865.39 | 1865.39 | 1865.39 | 1865.39 | 1865.39 | 1865.39 | 1865.39 | 1865.39 | 1865.39 | 1865.39 | 1865.39 | 1865.39 | 1865.39 | 1865.39 | 1865.39 | 1865.39 | 1865.39 | 1865.39 | 1865.39 | 1865.39 | 1865.39 | 1865.39 | 1865.39 | 1865.39 | 1865.39 | 1865.39 | 1865.39 | 1865.39 | 1865.39 | 1865.39 | 1865.39 | 1865.39 | 1865.39 | 1865.39 | 1865.39 | 1865.39 | 1865.39 | 1865.39 | 1865.39 | 1865.39 | 1865.39 | 1865.39 | 1865.39 | 2001.96
SegNum-14 | 1693.36 | 1329.86 | 1329.86 | 1329.86 | 1329.86 | 1329.86 | 1329.86 | 1329.86 | 1329.86 | 1329.86 | 1329.86 | 1329.86 | 1329.86 | 1329.86 | 1329.86 | 1329.86 | 1329.86 | 1329.86 | 1329.86 | 1329.86 | 1329.86 | 1329.86 | 1329.86 | 1329.86 | 1329.86 | 1329.86 | 1329.86 | 1329.86 | 1329.86 | 1329.86 | 1329.86 | 1329.86 | 1329.86 | 1329.86 | 1329.86 | 1329.86 | 1329.86 | 1329.86 | 1329.86 | 1329.86 | 1329.86 | 1329.86 | 1329.86 | 1329.86 | 1329.86 | 1329.86 | 1329.86 | 1329.86 | 1329.86 | 1329.86 | 1329.86 | 1329.86 | 1329.86 | 1329.86 | 1693.36 | 1935.19 | 1811.87 | 1811.87 | 1811.87 | 1811.87 | 1811.87 | 1811.87 | 1811.87 | 1811.87 | 1811.87 | 1811.87 | 1811.87 | 1811.87 | 1811.87 | 1811.87 | 1811.87 | 1811.87 | 1811.87 | 1811.87 | 1811.87 | 1811.87 | 1811.87 | 1811.87 | 1811.87 | 1811.87 | 1811.87 | 1811.87 | 1811.87 | 1811.87 | 1811.87 | 1811.87 | 1811.87 | 1811.87 | 1811.87 | 1811.87 | 1811.87 | 1811.87 | 1811.87 | 1811.87 | 1811.87 | 1811.87 | 1811.87 | 1811.87 | 1811.87 | 1811.87 | 1811.87 | 1811.87 | 1811.87 | 1811.87 | 1811.87 | 1811.87 | 1811.87 | 1811.87 | 1811.87 | 1935.19
SegNum-15 | 1710.49 | 1342.11 | 1342.11 | 1342.11 | 1342.11 | 1342.11 | 1342.11 | 1342.11 | 1342.11 | 1342.11 | 1342.11 | 1342.11 | 1342.11 | 1342.11 | 1342.11 | 1342.11 | 1342.11 | 1342.11 | 1342.11 | 1342.11 | 1342.11 | 1342.11 | 1342.11 | 1342.11 | 1342.11 | 1342.11 | 1342.11 | 1342.11 | 1342.11 | 1342.11 | 1342.11 | 1342.11 | 1342.11 | 1342.11 | 1342.11 | 1342.11 | 1342.11 | 1342.11 | 1342.11 | 1342.11 | 1342.11 | 1342.11 | 1342.11 | 1342.11 | 1342.11 | 1342.11 | 1342.11 | 1342.11 | 1342.11 | 1342.11 | 1342.11 | 1342.11 | 1342.11 | 1342.11 | 1710.49 | 1866.28 | 1757.32 | 1757.32 | 1757.32 | 1757.32 | 1757.32 | 1757.32 | 1757.32 | 1757.32 | 1757.32 | 1757.32 | 1757.32 | 1757.32 | 1757.32 | 1757.32 | 1757.32 | 1757.32 | 1757.32 | 1757.32 | 1757.32 | 1757.32 | 1757.32 | 1757.32 | 1757.32 | 1757.32 | 1757.32 | 1757.32 | 1757.32 | 1757.32 | 1757.32 | 1757.32 | 1757.32 | 1757.32 | 1757.32 | 1757.32 | 1757.32 | 1757.32 | 1757.32 | 1757.32 | 1757.32 | 1757.32 | 1757.32 | 1757.32 | 1757.32 | 1757.32 | 1757.32 | 1757.32 | 1757.32 | 1757.32 | 1757.32 | 1757.32 | 1757.32 | 1757.32 | 1757.32 | 1866.28
SegNum-16 | 1727.82 | 1354.49 | 1354.49 | 1354.49 | 1354.49 | 1354.49 | 1354.49 | 1354.49 | 1354.49 | 1354.49 | 1354.49 | 1354.49 | 1354.49 | 1354.49 | 1354.49 | 1354.49 | 1354.49 | 1354.49 | 1354.49 | 1354.49 | 1354.49 | 1354.49 | 1354.49 | 1354.49 | 1354.49 | 1354.49 | 1354.49 | 1354.49 | 1354.49 | 1354.49 | 1354.49 | 1354.49 | 1354.49 | 1354.49 | 1354.49 | 1354.49 | 1354.49 | 1354.49 | 1354.49 | 1354.49 | 1354.49 | 1354.49 | 1354.49 | 1354.49 | 1354.49 | 1354.49 | 1354.49 | 1354.49 | 1354.49 | 1354.49 | 1354.49 | 1354.49 | 1354.49 | 1354.49 | 1727.82 | 1795.67 | 1701.85 | 1701.85 | 1701.85 | 1701.85 | 1701.85 | 1701.85 | 1701.85 | 1701.85 | 1701.85 | 1701.85 | 1701.85 | 1701.85 | 1701.85 | 1701.85 | 1701.85 | 1701.85 | 1701.85 | 1701.85 | 1701.85 | 1701.85 | 1701.85 | 1701.85 | 1701.85 | 1701.85 | 1701.85 | 1701.85 | 1701.85 | 1701.85 | 1701.85 | 1701.85 | 1701.85 | 1701.85 | 1701.85 | 1701.85 | 1701.85 | 1701.85 | 1701.85 | 1701.85 | 1701.85 | 1701.85 | 1701.85 | 1701.85 | 1701.85 | 1701.85 | 1701.85 | 1701.85 | 1701.85 | 1701.85 | 1701.85 | 1701.85 | 1701.85 | 1701.85 | 1701.85 | 1795.67
SegNum-17 | 1745.38 | 1367.01 | 1367.01 | 1367.01 | 1367.01 | 1367.01 | 1367.01 | 1367.01 | 1367.01 | 1367.01 | 1367.01 | 1367.01 | 1367.01 | 1367.01 | 1367.01 | 1367.01 | 1367.01 | 1367.01 | 1367.01 | 1367.01 | 1367.01 | 1367.01 | 1367.01 | 1367.01 | 1367.01 | 1367.01 | 1367.01 | 1367.01 | 1367.01 | 1367.01 | 1367.01 | 1367.01 | 1367.01 | 1367.01 | 1367.01 | 1367.01 | 1367.01 | 1367.01 | 1367.01 | 1367.01 | 1367.01 | 1367.01 | 1367.01 | 1367.01 | 1367.01 | 1367.01 | 1367.01 | 1367.01 | 1367.01 | 1367.01 | 1367.01 | 1367.01 | 1367.01 | 1367.01 | 1745.38 | 1723.73 | 1645.55 | 1645.55 | 1645.55 | 1645.55 | 1645.55 | 1645.55 | 1645.55 | 1645.55 | 1645.55 | 1645.55 | 1645.55 | 1645.55 | 1645.55 | 1645.55 | 1645.55 | 1645.55 | 1645.55 | 1645.55 | 1645.55 | 1645.55 | 1645.55 | 1645.55 | 1645.55 | 1645.55 | 1645.55 | 1645.55 | 1645.55 | 1645.55 | 1645.55 | 1645.55 | 1645.55 | 1645.55 | 1645.55 | 1645.55 | 1645.55 | 1645.55 | 1645.55 | 1645.55 | 1645.55 | 1645.55 | 1645.55 | 1645.55 | 1645.55 | 1645.55 | 1645.55 | 1645.55 | 1645.55 | 1645.55 | 1645.55 | 1645.55 | 1645.55 | 1645.55 | 1645.55 | 1723.73
SegNum-18 | 1763.19 | 1379.68 | 1379.68 | 1379.68 | 1379.68 | 1379.68 | 1379.68 | 1379.68 | 1379.68 | 1379.68 | 1379.68 | 1379.68 | 1379.68 | 1379.68 | 1379.68 | 1379.68 | 1379.68 | 1379.68 | 1379.68 | 1379.68 | 1379.68 | 1379.68 | 1379.68 | 1379.68 | 1379.68 | 1379.68 | 1379.68 | 1379.68 | 1379.68 | 1379.68 | 1379.68 | 1379.68 | 1379.68 | 1379.68 | 1379.68 | 1379.68 | 1379.68 | 1379.68 | 1379.68 | 1379.68 | 1379.68 | 1379.68 | 1379.68 | 1379.68 | 1379.68 | 1379.68 | 1379.68 | 1379.68 | 1379.68 | 1379.68 | 1379.68 | 1379.68 | 1379.68 | 1379.68 | 1763.19 | 1650.78 | 1588.5 | 1588.5 | 1588.5 | 1588.5 | 1588.5 | 1588.5 | 1588.5 | 1588.5 | 1588.5 | 1588.5 | 1588.5 | 1588.5 | 1588.5 | 1588.5 | 1588.5 | 1588.5 | 1588.5 | 1588.5 | 1588.5 | 1588.5 | 1588.5 | 1588.5 | 1588.5 | 1588.5 | 1588.5 | 1588.5 | 1588.5 | 1588.5 | 1588.5 | 1588.5 | 1588.5 | 1588.5 | 1588.5 | 1588.5 | 1588.5 | 1588.5 | 1588.5 | 1588.5 | 1588.5 | 1588.5 | 1588.5 | 1588.5 | 1588.5 | 1588.5 | 1588.5 | 1588.5 | 1588.5 | 1588.5 | 1588.5 | 1588.5 | 1588.5 | 1588.5 | 1588.5 | 1650.78
SegNum-19 | 1781.27 | 1392.52 | 1392.52 | 1392.52 | 1392.52 | 1392.52 | 1392.52 | 1392.52 | 1392.52 | 1392.52 | 1392.52 | 1392.52 | 1392.52 | 1392.52 | 1392.52 | 1392.52 | 1392.52 | 1392.52 | 1392.52 | 1392.52 | 1392.52 | 1392.52 | 1392.52 | 1392.52 | 1392.52 | 1392.52 | 1392.52 | 1392.52 | 1392.52 | 1392.52 | 1392.52 | 1392.52 | 1392.52 | 1392.52 | 1392.52 | 1392.52 | 1392.52 | 1392.52 | 1392.52 | 1392.52 | 1392.52 | 1392.52 | 1392.52 | 1392.52 | 1392.52 | 1392.52 | 1392.52 | 1392.52 | 1392.52 | 1392.52 | 1392.52 | 1392.52 | 1392.52 | 1392.52 | 1781.27 | 1577.16 | 1530.8 | 1530.8 | 1530.8 | 1530.8 | 1530.8 | 1530.8 | 1530.8 | 1530.8 | 1530.8 | 1530.8 | 1530.8 | 1530.8 | 1530.8 | 1530.8 | 1530.8 | 1530.8 | 1530.8 | 1530.8 | 1530.8 | 1530.8 | 1530.8 | 1530.8 | 1530.8 | 1530.8 | 1530.8 | 1530.8 | 1530.8 | 1530.8 | 1530.8 | 1530.8 | 1530.8 | 1530.8 | 1530.8 | 1530.8 | 1530.8 | 1530.8 | 1530.8 | 1530.8 | 1530.8 | 1530.8 | 1530.8 | 1530.8 | 1530.8 | 1530.8 | 1530.8 | 1530.8 | 1530.8 | 1530.8 | 1530.8 | 1530.8 | 1530.8 | 1530.8 | 1530.8 | 1577.16
SegNum-20 | 1799.63 | 1405.53 | 1405.53 | 1405.53 | 1405.53 | 1405.53 | 1405.53 | 1405.53 | 1405.53 | 1405.53 | 1405.53 | 1405.53 | 1405.53 | 1405.53 | 1405.53 | 1405.53 | 1405.53 | 1405.53 | 1405.53 | 1405.53 | 1405.53 | 1405.53 | 1405.53 | 1405.53 | 1405.53 | 1405.53 | 1405.53 | 1405.53 | 1405.53 | 1405.53 | 1405.53 | 1405.53 | 1405.53 | 1405.53 | 1405.53 | 1405.53 | 1405.53 | 1405.53 | 1405.53 | 1405.53 | 1405.53 | 1405.53 | 1405.53 | 1405.53 | 1405.53 | 1405.53 | 1405.53 | 1405.53 | 1405.53 | 1405.53 | 1405.53 | 1405.53 | 1405.53 | 1405.53 | 1799.63 | 1503.22 | 1472.55 | 1472.55 | 1472.55 | 1472.55 | 1472.55 | 1472.55 | 1472.55 | 1472.55 | 1472.55 | 1472.55 | 1472.55 | 1472.55 | 1472.55 | 1472.55 | 1472.55 | 1472.55 | 1472.55 | 1472.55 | 1472.55 | 1472.55 | 1472.55 | 1472.55 | 1472.55 | 1472.55 | 1472.55 | 1472.55 | 1472.55 | 1472.55 | 1472.55 | 1472.55 | 1472.55 | 1472.55 | 1472.55 | 1472.55 | 1472.55 | 1472.55 | 1472.55 | 1472.55 | 1472.55 | 1472.55 | 1472.55 | 1472.55 | 1472.55 | 1472.55 | 1472.55 | 1472.55 | 1472.55 | 1472.55 | 1472.55 | 1472.55 | 1472.55 | 1472.55 | 1472.55 | 1503.22
Local Condensate [kg/s]
| Tube 1 | Tube 2 | Tube 3 | Tube 4 | Tube 5 | Tube 6 | Tube 7 | Tube 8 | Tube 9 | Tube 10 | Tube 11 | Tube 12 | Tube 13 | Tube 14 | Tube 15 | Tube 16 | Tube 17 | Tube 18 | Tube 19 | Tube 20 | Tube 21 | Tube 22 | Tube 23 | Tube 24 | Tube 25 | Tube 26 | Tube 27 | Tube 28 | Tube 29 | Tube 30 | Tube 31 | Tube 32 | Tube 33 | Tube 34 | Tube 35 | Tube 36 | Tube 37 | Tube 38 | Tube 39 | Tube 40 | Tube 41 | Tube 42 | Tube 43 | Tube 44 | Tube 45 | Tube 46 | Tube 47 | Tube 48 | Tube 49 | Tube 50 | Tube 51 | Tube 52 | Tube 53 | Tube 54 | Tube 55 | Tube 56 | Tube 57 | Tube 58 | Tube 59 | Tube 60 | Tube 61 | Tube 62 | Tube 63 | Tube 64 | Tube 65 | Tube 66 | Tube 67 | Tube 68 | Tube 69 | Tube 70 | Tube 71 | Tube 72 | Tube 73 | Tube 74 | Tube 75 | Tube 76 | Tube 77 | Tube 78 | Tube 79 | Tube 80 | Tube 81 | Tube 82 | Tube 83 | Tube 84 | Tube 85 | Tube 86 | Tube 87 | Tube 88 | Tube 89 | Tube 90 | Tube 91 | Tube 92 | Tube 93 | Tube 94 | Tube 95 | Tube 96 | Tube 97 | Tube 98 | Tube 99 | Tube 100 | Tube 101 | Tube 102 | Tube 103 | Tube 104 | Tube 105 | Tube 106 | Tube 107 | Tube 108 | Tube 109 | Tube 110
SegNum-1 | 0 | 0 | 0 | 0 | 0 | 0 | 0 | 0 | 0 | 0 | 0 | 0 | 0 | 0 | 0 | 0 | 0 | 0 | 0 | 0 | 0 | 0 | 0 | 0 | 0 | 0 | 0 | 0 | 0 | 0 | 0 | 0 | 0 | 0 | 0 | 0 | 0 | 0 | 0 | 0 | 0 | 0 | 0 | 0 | 0 | 0 | 0 | 0 | 0 | 0 | 0 | 0 | 0 | 0 | 0 | 0 | 0 | 0 | 0 | 0 | 0 | 0 | 0 | 0 | 0 | 0 | 0 | 0 | 0 | 0 | 0 | 0 | 0 | 0 | 0 | 0 | 0 | 0 | 0 | 0 | 0 | 0 | 0 | 0 | 0 | 0 | 0 | 0 | 0 | 0 | 0 | 0 | 0 | 0 | 0 | 0 | 0 | 0 | 0 | 0 | 0 | 0 | 0 | 0 | 0 | 0 | 0 | 0 | 0 | 0
SegNum-2 | 0 | 0 | 0 | 0 | 0 | 0 | 0 | 0 | 0 | 0 | 0 | 0 | 0 | 0 | 0 | 0 | 0 | 0 | 0 | 0 | 0 | 0 | 0 | 0 | 0 | 0 | 0 | 0 | 0 | 0 | 0 | 0 | 0 | 0 | 0 | 0 | 0 | 0 | 0 | 0 | 0 | 0 | 0 | 0 | 0 | 0 | 0 | 0 | 0 | 0 | 0 | 0 | 0 | 0 | 0 | 0 | 0 | 0 | 0 | 0 | 0 | 0 | 0 | 0 | 0 | 0 | 0 | 0 | 0 | 0 | 0 | 0 | 0 | 0 | 0 | 0 | 0 | 0 | 0 | 0 | 0 | 0 | 0 | 0 | 0 | 0 | 0 | 0 | 0 | 0 | 0 | 0 | 0 | 0 | 0 | 0 | 0 | 0 | 0 | 0 | 0 | 0 | 0 | 0 | 0 | 0 | 0 | 0 | 0 | 0
SegNum-3 | 0 | 0 | 0 | 0 | 0 | 0 | 0 | 0 | 0 | 0 | 0 | 0 | 0 | 0 | 0 | 0 | 0 | 0 | 0 | 0 | 0 | 0 | 0 | 0 | 0 | 0 | 0 | 0 | 0 | 0 | 0 | 0 | 0 | 0 | 0 | 0 | 0 | 0 | 0 | 0 | 0 | 0 | 0 | 0 | 0 | 0 | 0 | 0 | 0 | 0 | 0 | 0 | 0 | 0 | 0 | 0 | 0 | 0 | 0 | 0 | 0 | 0 | 0 | 0 | 0 | 0 | 0 | 0 | 0 | 0 | 0 | 0 | 0 | 0 | 0 | 0 | 0 | 0 | 0 | 0 | 0 | 0 | 0 | 0 | 0 | 0 | 0 | 0 | 0 | 0 | 0 | 0 | 0 | 0 | 0 | 0 | 0 | 0 | 0 | 0 | 0 | 0 | 0 | 0 | 0 | 0 | 0 | 0 | 0 | 0
SegNum-4 | 0 | 0 | 0 | 0 | 0 | 0 | 0 | 0 | 0 | 0 | 0 | 0 | 0 | 0 | 0 | 0 | 0 | 0 | 0 | 0 | 0 | 0 | 0 | 0 | 0 | 0 | 0 | 0 | 0 | 0 | 0 | 0 | 0 | 0 | 0 | 0 | 0 | 0 | 0 | 0 | 0 | 0 | 0 | 0 | 0 | 0 | 0 | 0 | 0 | 0 | 0 | 0 | 0 | 0 | 0 | 0 | 0 | 0 | 0 | 0 | 0 | 0 | 0 | 0 | 0 | 0 | 0 | 0 | 0 | 0 | 0 | 0 | 0 | 0 | 0 | 0 | 0 | 0 | 0 | 0 | 0 | 0 | 0 | 0 | 0 | 0 | 0 | 0 | 0 | 0 | 0 | 0 | 0 | 0 | 0 | 0 | 0 | 0 | 0 | 0 | 0 | 0 | 0 | 0 | 0 | 0 | 0 | 0 | 0 | 0
SegNum-5 | 0 | 0 | 0 | 0 | 0 | 0 | 0 | 0 | 0 | 0 | 0 | 0 | 0 | 0 | 0 | 0 | 0 | 0 | 0 | 0 | 0 | 0 | 0 | 0 | 0 | 0 | 0 | 0 | 0 | 0 | 0 | 0 | 0 | 0 | 0 | 0 | 0 | 0 | 0 | 0 | 0 | 0 | 0 | 0 | 0 | 0 | 0 | 0 | 0 | 0 | 0 | 0 | 0 | 0 | 0 | 0 | 0 | 0 | 0 | 0 | 0 | 0 | 0 | 0 | 0 | 0 | 0 | 0 | 0 | 0 | 0 | 0 | 0 | 0 | 0 | 0 | 0 | 0 | 0 | 0 | 0 | 0 | 0 | 0 | 0 | 0 | 0 | 0 | 0 | 0 | 0 | 0 | 0 | 0 | 0 | 0 | 0 | 0 | 0 | 0 | 0 | 0 | 0 | 0 | 0 | 0 | 0 | 0 | 0 | 0
SegNum-6 | 0 | 0 | 0 | 0 | 0 | 0 | 0 | 0 | 0 | 0 | 0 | 0 | 0 | 0 | 0 | 0 | 0 | 0 | 0 | 0 | 0 | 0 | 0 | 0 | 0 | 0 | 0 | 0 | 0 | 0 | 0 | 0 | 0 | 0 | 0 | 0 | 0 | 0 | 0 | 0 | 0 | 0 | 0 | 0 | 0 | 0 | 0 | 0 | 0 | 0 | 0 | 0 | 0 | 0 | 0 | 0 | 0 | 0 | 0 | 0 | 0 | 0 | 0 | 0 | 0 | 0 | 0 | 0 | 0 | 0 | 0 | 0 | 0 | 0 | 0 | 0 | 0 | 0 | 0 | 0 | 0 | 0 | 0 | 0 | 0 | 0 | 0 | 0 | 0 | 0 | 0 | 0 | 0 | 0 | 0 | 0 | 0 | 0 | 0 | 0 | 0 | 0 | 0 | 0 | 0 | 0 | 0 | 0 | 0 | 0
SegNum-7 | 0 | 0 | 0 | 0 | 0 | 0 | 0 | 0 | 0 | 0 | 0 | 0 | 0 | 0 | 0 | 0 | 0 | 0 | 0 | 0 | 0 | 0 | 0 | 0 | 0 | 0 | 0 | 0 | 0 | 0 | 0 | 0 | 0 | 0 | 0 | 0 | 0 | 0 | 0 | 0 | 0 | 0 | 0 | 0 | 0 | 0 | 0 | 0 | 0 | 0 | 0 | 0 | 0 | 0 | 0 | 0 | 0 | 0 | 0 | 0 | 0 | 0 | 0 | 0 | 0 | 0 | 0 | 0 | 0 | 0 | 0 | 0 | 0 | 0 | 0 | 0 | 0 | 0 | 0 | 0 | 0 | 0 | 0 | 0 | 0 | 0 | 0 | 0 | 0 | 0 | 0 | 0 | 0 | 0 | 0 | 0 | 0 | 0 | 0 | 0 | 0 | 0 | 0 | 0 | 0 | 0 | 0 | 0 | 0 | 0
SegNum-8 | 0 | 0 | 0 | 0 | 0 | 0 | 0 | 0 | 0 | 0 | 0 | 0 | 0 | 0 | 0 | 0 | 0 | 0 | 0 | 0 | 0 | 0 | 0 | 0 | 0 | 0 | 0 | 0 | 0 | 0 | 0 | 0 | 0 | 0 | 0 | 0 | 0 | 0 | 0 | 0 | 0 | 0 | 0 | 0 | 0 | 0 | 0 | 0 | 0 | 0 | 0 | 0 | 0 | 0 | 0 | 0 | 0 | 0 | 0 | 0 | 0 | 0 | 0 | 0 | 0 | 0 | 0 | 0 | 0 | 0 | 0 | 0 | 0 | 0 | 0 | 0 | 0 | 0 | 0 | 0 | 0 | 0 | 0 | 0 | 0 | 0 | 0 | 0 | 0 | 0 | 0 | 0 | 0 | 0 | 0 | 0 | 0 | 0 | 0 | 0 | 0 | 0 | 0 | 0 | 0 | 0 | 0 | 0 | 0 | 0
SegNum-9 | 0 | 0 | 0 | 0 | 0 | 0 | 0 | 0 | 0 | 0 | 0 | 0 | 0 | 0 | 0 | 0 | 0 | 0 | 0 | 0 | 0 | 0 | 0 | 0 | 0 | 0 | 0 | 0 | 0 | 0 | 0 | 0 | 0 | 0 | 0 | 0 | 0 | 0 | 0 | 0 | 0 | 0 | 0 | 0 | 0 | 0 | 0 | 0 | 0 | 0 | 0 | 0 | 0 | 0 | 0 | 0 | 0 | 0 | 0 | 0 | 0 | 0 | 0 | 0 | 0 | 0 | 0 | 0 | 0 | 0 | 0 | 0 | 0 | 0 | 0 | 0 | 0 | 0 | 0 | 0 | 0 | 0 | 0 | 0 | 0 | 0 | 0 | 0 | 0 | 0 | 0 | 0 | 0 | 0 | 0 | 0 | 0 | 0 | 0 | 0 | 0 | 0 | 0 | 0 | 0 | 0 | 0 | 0 | 0 | 0
SegNum-10 | 0 | 0 | 0 | 0 | 0 | 0 | 0 | 0 | 0 | 0 | 0 | 0 | 0 | 0 | 0 | 0 | 0 | 0 | 0 | 0 | 0 | 0 | 0 | 0 | 0 | 0 | 0 | 0 | 0 | 0 | 0 | 0 | 0 | 0 | 0 | 0 | 0 | 0 | 0 | 0 | 0 | 0 | 0 | 0 | 0 | 0 | 0 | 0 | 0 | 0 | 0 | 0 | 0 | 0 | 0 | 0 | 0 | 0 | 0 | 0 | 0 | 0 | 0 | 0 | 0 | 0 | 0 | 0 | 0 | 0 | 0 | 0 | 0 | 0 | 0 | 0 | 0 | 0 | 0 | 0 | 0 | 0 | 0 | 0 | 0 | 0 | 0 | 0 | 0 | 0 | 0 | 0 | 0 | 0 | 0 | 0 | 0 | 0 | 0 | 0 | 0 | 0 | 0 | 0 | 0 | 0 | 0 | 0 | 0 | 0
SegNum-11 | 0 | 0 | 0 | 0 | 0 | 0 | 0 | 0 | 0 | 0 | 0 | 0 | 0 | 0 | 0 | 0 | 0 | 0 | 0 | 0 | 0 | 0 | 0 | 0 | 0 | 0 | 0 | 0 | 0 | 0 | 0 | 0 | 0 | 0 | 0 | 0 | 0 | 0 | 0 | 0 | 0 | 0 | 0 | 0 | 0 | 0 | 0 | 0 | 0 | 0 | 0 | 0 | 0 | 0 | 0 | 0 | 0 | 0 | 0 | 0 | 0 | 0 | 0 | 0 | 0 | 0 | 0 | 0 | 0 | 0 | 0 | 0 | 0 | 0 | 0 | 0 | 0 | 0 | 0 | 0 | 0 | 0 | 0 | 0 | 0 | 0 | 0 | 0 | 0 | 0 | 0 | 0 | 0 | 0 | 0 | 0 | 0 | 0 | 0 | 0 | 0 | 0 | 0 | 0 | 0 | 0 | 0 | 0 | 0 | 0
SegNum-12 | 0 | 0 | 0 | 0 | 0 | 0 | 0 | 0 | 0 | 0 | 0 | 0 | 0 | 0 | 0 | 0 | 0 | 0 | 0 | 0 | 0 | 0 | 0 | 0 | 0 | 0 | 0 | 0 | 0 | 0 | 0 | 0 | 0 | 0 | 0 | 0 | 0 | 0 | 0 | 0 | 0 | 0 | 0 | 0 | 0 | 0 | 0 | 0 | 0 | 0 | 0 | 0 | 0 | 0 | 0 | 0 | 0 | 0 | 0 | 0 | 0 | 0 | 0 | 0 | 0 | 0 | 0 | 0 | 0 | 0 | 0 | 0 | 0 | 0 | 0 | 0 | 0 | 0 | 0 | 0 | 0 | 0 | 0 | 0 | 0 | 0 | 0 | 0 | 0 | 0 | 0 | 0 | 0 | 0 | 0 | 0 | 0 | 0 | 0 | 0 | 0 | 0 | 0 | 0 | 0 | 0 | 0 | 0 | 0 | 0
SegNum-13 | 0 | 0 | 0 | 0 | 0 | 0 | 0 | 0 | 0 | 0 | 0 | 0 | 0 | 0 | 0 | 0 | 0 | 0 | 0 | 0 | 0 | 0 | 0 | 0 | 0 | 0 | 0 | 0 | 0 | 0 | 0 | 0 | 0 | 0 | 0 | 0 | 0 | 0 | 0 | 0 | 0 | 0 | 0 | 0 | 0 | 0 | 0 | 0 | 0 | 0 | 0 | 0 | 0 | 0 | 0 | 0 | 0 | 0 | 0 | 0 | 0 | 0 | 0 | 0 | 0 | 0 | 0 | 0 | 0 | 0 | 0 | 0 | 0 | 0 | 0 | 0 | 0 | 0 | 0 | 0 | 0 | 0 | 0 | 0 | 0 | 0 | 0 | 0 | 0 | 0 | 0 | 0 | 0 | 0 | 0 | 0 | 0 | 0 | 0 | 0 | 0 | 0 | 0 | 0 | 0 | 0 | 0 | 0 | 0 | 0
SegNum-14 | 0 | 0 | 0 | 0 | 0 | 0 | 0 | 0 | 0 | 0 | 0 | 0 | 0 | 0 | 0 | 0 | 0 | 0 | 0 | 0 | 0 | 0 | 0 | 0 | 0 | 0 | 0 | 0 | 0 | 0 | 0 | 0 | 0 | 0 | 0 | 0 | 0 | 0 | 0 | 0 | 0 | 0 | 0 | 0 | 0 | 0 | 0 | 0 | 0 | 0 | 0 | 0 | 0 | 0 | 0 | 0 | 0 | 0 | 0 | 0 | 0 | 0 | 0 | 0 | 0 | 0 | 0 | 0 | 0 | 0 | 0 | 0 | 0 | 0 | 0 | 0 | 0 | 0 | 0 | 0 | 0 | 0 | 0 | 0 | 0 | 0 | 0 | 0 | 0 | 0 | 0 | 0 | 0 | 0 | 0 | 0 | 0 | 0 | 0 | 0 | 0 | 0 | 0 | 0 | 0 | 0 | 0 | 0 | 0 | 0
SegNum-15 | 0 | 0 | 0 | 0 | 0 | 0 | 0 | 0 | 0 | 0 | 0 | 0 | 0 | 0 | 0 | 0 | 0 | 0 | 0 | 0 | 0 | 0 | 0 | 0 | 0 | 0 | 0 | 0 | 0 | 0 | 0 | 0 | 0 | 0 | 0 | 0 | 0 | 0 | 0 | 0 | 0 | 0 | 0 | 0 | 0 | 0 | 0 | 0 | 0 | 0 | 0 | 0 | 0 | 0 | 0 | 0 | 0 | 0 | 0 | 0 | 0 | 0 | 0 | 0 | 0 | 0 | 0 | 0 | 0 | 0 | 0 | 0 | 0 | 0 | 0 | 0 | 0 | 0 | 0 | 0 | 0 | 0 | 0 | 0 | 0 | 0 | 0 | 0 | 0 | 0 | 0 | 0 | 0 | 0 | 0 | 0 | 0 | 0 | 0 | 0 | 0 | 0 | 0 | 0 | 0 | 0 | 0 | 0 | 0 | 0
SegNum-16 | 0 | 0 | 0 | 0 | 0 | 0 | 0 | 0 | 0 | 0 | 0 | 0 | 0 | 0 | 0 | 0 | 0 | 0 | 0 | 0 | 0 | 0 | 0 | 0 | 0 | 0 | 0 | 0 | 0 | 0 | 0 | 0 | 0 | 0 | 0 | 0 | 0 | 0 | 0 | 0 | 0 | 0 | 0 | 0 | 0 | 0 | 0 | 0 | 0 | 0 | 0 | 0 | 0 | 0 | 0 | 0 | 0 | 0 | 0 | 0 | 0 | 0 | 0 | 0 | 0 | 0 | 0 | 0 | 0 | 0 | 0 | 0 | 0 | 0 | 0 | 0 | 0 | 0 | 0 | 0 | 0 | 0 | 0 | 0 | 0 | 0 | 0 | 0 | 0 | 0 | 0 | 0 | 0 | 0 | 0 | 0 | 0 | 0 | 0 | 0 | 0 | 0 | 0 | 0 | 0 | 0 | 0 | 0 | 0 | 0
SegNum-17 | 0 | 0 | 0 | 0 | 0 | 0 | 0 | 0 | 0 | 0 | 0 | 0 | 0 | 0 | 0 | 0 | 0 | 0 | 0 | 0 | 0 | 0 | 0 | 0 | 0 | 0 | 0 | 0 | 0 | 0 | 0 | 0 | 0 | 0 | 0 | 0 | 0 | 0 | 0 | 0 | 0 | 0 | 0 | 0 | 0 | 0 | 0 | 0 | 0 | 0 | 0 | 0 | 0 | 0 | 0 | 0 | 0 | 0 | 0 | 0 | 0 | 0 | 0 | 0 | 0 | 0 | 0 | 0 | 0 | 0 | 0 | 0 | 0 | 0 | 0 | 0 | 0 | 0 | 0 | 0 | 0 | 0 | 0 | 0 | 0 | 0 | 0 | 0 | 0 | 0 | 0 | 0 | 0 | 0 | 0 | 0 | 0 | 0 | 0 | 0 | 0 | 0 | 0 | 0 | 0 | 0 | 0 | 0 | 0 | 0
SegNum-18 | 0 | 0 | 0 | 0 | 0 | 0 | 0 | 0 | 0 | 0 | 0 | 0 | 0 | 0 | 0 | 0 | 0 | 0 | 0 | 0 | 0 | 0 | 0 | 0 | 0 | 0 | 0 | 0 | 0 | 0 | 0 | 0 | 0 | 0 | 0 | 0 | 0 | 0 | 0 | 0 | 0 | 0 | 0 | 0 | 0 | 0 | 0 | 0 | 0 | 0 | 0 | 0 | 0 | 0 | 0 | 0 | 0 | 0 | 0 | 0 | 0 | 0 | 0 | 0 | 0 | 0 | 0 | 0 | 0 | 0 | 0 | 0 | 0 | 0 | 0 | 0 | 0 | 0 | 0 | 0 | 0 | 0 | 0 | 0 | 0 | 0 | 0 | 0 | 0 | 0 | 0 | 0 | 0 | 0 | 0 | 0 | 0 | 0 | 0 | 0 | 0 | 0 | 0 | 0 | 0 | 0 | 0 | 0 | 0 | 0
SegNum-19 | 0 | 0 | 0 | 0 | 0 | 0 | 0 | 0 | 0 | 0 | 0 | 0 | 0 | 0 | 0 | 0 | 0 | 0 | 0 | 0 | 0 | 0 | 0 | 0 | 0 | 0 | 0 | 0 | 0 | 0 | 0 | 0 | 0 | 0 | 0 | 0 | 0 | 0 | 0 | 0 | 0 | 0 | 0 | 0 | 0 | 0 | 0 | 0 | 0 | 0 | 0 | 0 | 0 | 0 | 0 | 0 | 0 | 0 | 0 | 0 | 0 | 0 | 0 | 0 | 0 | 0 | 0 | 0 | 0 | 0 | 0 | 0 | 0 | 0 | 0 | 0 | 0 | 0 | 0 | 0 | 0 | 0 | 0 | 0 | 0 | 0 | 0 | 0 | 0 | 0 | 0 | 0 | 0 | 0 | 0 | 0 | 0 | 0 | 0 | 0 | 0 | 0 | 0 | 0 | 0 | 0 | 0 | 0 | 0 | 0
SegNum-20 | 0 | 0 | 0 | 0 | 0 | 0 | 0 | 0 | 0 | 0 | 0 | 0 | 0 | 0 | 0 | 0 | 0 | 0 | 0 | 0 | 0 | 0 | 0 | 0 | 0 | 0 | 0 | 0 | 0 | 0 | 0 | 0 | 0 | 0 | 0 | 0 | 0 | 0 | 0 | 0 | 0 | 0 | 0 | 0 | 0 | 0 | 0 | 0 | 0 | 0 | 0 | 0 | 0 | 0 | 0 | 0 | 0 | 0 | 0 | 0 | 0 | 0 | 0 | 0 | 0 | 0 | 0 | 0 | 0 | 0 | 0 | 0 | 0 | 0 | 0 | 0 | 0 | 0 | 0 | 0 | 0 | 0 | 0 | 0 | 0 | 0 | 0 | 0 | 0 | 0 | 0 | 0 | 0 | 0 | 0 | 0 | 0 | 0 | 0 | 0 | 0 | 0 | 0 | 0 | 0 | 0 | 0 | 0 | 0 | 0